## Diesel
1 | PJM RPM DEFAULT AVOIDABLE COST RATE PROXY |  |  |  |  | Based on 2005 data not escalated to 2006
2 | CATEGORY - DIESEL |  |  |  |  | Instructions to Participant
3 | [5 empty] | Participant to complete all cells in blue text.
4 | 2026-07-29 20:27 |  |  |  |  | Cells in black text are calculated values
5 | Generation owners should provide 2006 data. If 2006 data is not available in a timely manner to meet the February deadline, generation owners may provide an estimate of 2006 data based on 2005 data adjusted with the identified escalation factor.
6 | Section 1 - Power Plant Technology | 1 |  | Section 3A - Simple Cycle CT, Diesel or Combined Cycle Technical Information | [5 empty] | Section 2B - Non Avoidable Cost Data |  | Technology Options Located in Section 3 Drop Downs
7 | Combustion Turbine - Diesel | 1 |  | Primary Fuel |  |  |  | No. 2 Oil |  | Transistion Adder ($/MW-Day) | 0 | Primary Fuels | Gas | Landfill Gas | Kero | No. 2 Oil | No. 6 Oil | Coal | Waste Coal | MSW | Biomass
8 | Combined Cycle | 2 |  | Back Up Fuel |  |  |  | None |  | Opportunity Cost (MW) | 0 | CT Backup Fuels | Gas | Kero | No. 2 Oil | None
9 | Oil or Gas Steam | 3 |  | On Site Natural Gas Compression |  |  |  | No |  | Opportunity Cost ($/MW-Day) | 0 | Steam Backup Fuels | Gas | Kero | No. 2 Oil | No. 6 Oil | None
10 | Sub-Critical Coal | 4 |  | CT or Diesel OEM |  |  |  | Caterpillar |  | Opportunity Cost Justification | Alphanumeric - 50 | Compressors | Yes | No | Not Available
11 | Super-Critical Coal | 5 |  | CT or Diesel Model |  |  |  | NA |  | Energy Market Net Revenue Components | 0 | CT Diesel OEM | GE | ABB | Siemens | Westinghouse | Pratt & Whitney | Solar | Caterpillar | Other | Not Available
12 | Waste Coal | 6 |  | CT or Diesel Rating at ISO (MW) |  |  |  | 5 |  | Ancillary Services Net Revenue Components | 0 | STG OEM | GE | ABB | Siemens | Westinghouse | Mitsubishi | Elliott | DeLaval | Other | Not Available
13 | Hydro | 7 |  | Number of CT or Diesel Units |  |  |  | 12 |  | Energy Market Cost Components | 0 | CT Emissions Controls | Water Injection | Steam Injection | Dry Low Nox | Other | None | Not Available
14 | Pumped Storage | 8 |  | STG OEM |  |  |  | Not Available |  | Other Cost Components | 0 | HRSG Emissions Controls | SCR | CO Catalyst | SCR/CO Catalyst | Urea Injection | Other | None | Not Available
15 | Section 2A - General Unit Data |  |  | STG Capacity (MW) |  |  |  | NA |  |  |  | Condenser Cooling System | Wet Cooling Tower | Air Condenser | River Water | Cooling Pond | Other | None | Not Available
16 | Date | 2026-07-29 20:27 |  | Number of STG |  |  |  | NA |  | Notice to the Participant in the Use of this Template |  | TIC | Evaporative | Fogging | Electric Mechanical | Steam Absorption | Wet Compression | Other | None | Not Available
17 | LDA | NA |  | Per HRSG Duct Burner Capacity (MMBTU/Hr) (HHV) |  |  |  | NA |  | This work sheet provides the input and calculation template used in the development of the |  | Boiler OEM | Foster Wheeler | Babcock Wilcox | Combustion Engineering | Zurn | Other | Not Available
18 | ORG_ID | Optional |  | CT/Diesel Nox Control Type |  |  |  | None |  | default Avoidable Cost Rate ("ACR") for a particular technology. The user is advised |  | Boiler Design Configuration | Front Wall Fired | Tangential Fired | Down Fired | Other | None | Not Available
19 | Unit ID | Optional |  | CT/Diesel Exhaust Nox Control |  |  |  | None |  | to save the spreadsheet under a new file name prior to making input changes. |  | Boiler Nox Control | Low Nox Burners | Flue Gas Recirculation | Overfire Air | Urea Injection | SCR | Other | None | Not Available
20 | Plant Commercial Operation Year | 2002 |  | HRSG HP Pressure/Temperature |  |  |  | NA |  | Be advised that the final template used for uploading of a unit ACR to PJM may be slightly |  | Particulate Control | Cyclones | Wet Scrubber | ESP | Bag House | Other | None | Not Available
21 | Capacity Planning Year (Start June 1 to Finish May 31) | 2007 |  | HRSG Reheat Pressure/Temperature |  |  |  | NA |  | different in format and will require the user to transfer data onto the final ACR |  | SO2 Control | Wet Scrubber | Dry Injection | Other | None | Not Available
22 | Age of Plant | 5 |  | Average Steam Export Flow to Host (Lbs/Hr) |  |  |  | NA |  | template prior to uploading to PJM. Instructions on the use of the final template
23 | Net Plant Heat Rate (BTU/kWh) (HHV) | 9500 |  | Average Electric Export Flow to Host (MW) |  |  |  | NA |  | will be made available to the participant. |  | LDA
24 | Current Plant Value ($Million) | 30 |  | Condenser Cooling System |  |  |  | None |  |  |  | MAAC Region and APS
25 | Plant Value ($/kW) | 500 |  | Turbine Inlet Air Cooling Technology (TIC) |  |  |  | None |  |  |  | ComEd, AEP, Dayton, Dominion and Duquesne
26 | ICAP (MW) | 60 |  | Target Inlet Temperature if Mechanical TIC |  |  |  | NA |  |  |  | Eastern MAAC
27 | EFORd | 0 | [9 empty] | Southwestern MAAC
28 | UCAP (MW) | 60 | [9 empty] | NA
29 | ACR ICAP Based | 19.8833 | [9 empty] | Section 3B - Boiler - Steam Turbine Plant Technical Information |  |  |  | Section 3C - Hydro and Pumped Storage
30 | ACR UCAP Based | 19.8833 | [9 empty] | Primary Fuel |  |  | Coal | Turbine OEM |  |  | DeLaval
31 | [11 empty] | Back Up Fuel |  |  | No. 2 Oil | Number of Turbines |  |  | 1
32 | Section 13 - Avoidable Cost Rate (ARC) Calculation ($/MW-Day) (ICAP BASED) | [10 empty] | Boiler OEM |  |  | Foster Wheeler | Turbine Capacity (MW) |  |  | 20
33 | Avoidable Cost Rate = | [ 1.10 x | ( AOML + | AAE + | AME + | AVE + | ATFI + | ACC + | ACLE ) + | APIR ] |  | Boiler Design Configuration |  |  | Front Wall Fired | Pump OEM |  |  | DeLaval
34 | 19.8833 | 1.1 | 5.3068 | 2.4781 | 3.1233 | 0.52055 | 4.4635 | 1.3418 | 0.58219 | 0.28539 |  | Boiler HP Steam Rating (Lbs/Hr) |  |  | 1800000 | Number of Pumps |  |  | 1
35 | [11 empty] | Number of Boilers |  |  | 4
36 | Section 12 - Summary (ICAP Basis) | [10 empty] | Boiler HP Pressure/Temperature |  |  | 2,000/1,000
37 | Fixed Operating Expenses | In Capacity Market | Base ($/MW-Yr) | Base ($/MW-Day) | Not in Market | % Avoidable | Avoidable | Avoidable ($/MW-Yr) | Avoidable ($/MW-Day) |  |  | Boiler Reheat Pressure/Temperature |  |  | 600/1,000
38 | Operations and Maintenance Labor (AOML) | 135720 | 2262 | 6.1973 | 19500 | 85.63% | 116220 | 1937 | 5.3068 |  |  | Fuel Input at Rated Capacity (MMBTU/Hr) (HHV) |  |  | 570
39 | Administrative Expenses (AAE) | 70500 | 1175 | 3.2192 | 16228.7356 | 76.98% | 54271.2644 | 904.5211 | 2.4781 |  |  | STG OEM |  |  | GE
40 | Maintenance Expenses (AME) | 76000 | 1266.6667 | 3.4703 | 7600 | 90% | 68400 | 1140 | 3.1233 |  |  | STG Capacity (MW) |  |  | 255.5
41 | Variable Expenses (AVE) | 18000 | 300 | 0.82192 | 6600 | 63.33% | 11400 | 190 | 0.52055 |  |  | STG Water Rate (Lbs/kWh) |  |  | 7.045
42 | Taxes Fees and Insurance (ATFI) | 186000 | 3100 | 8.4932 | 88250 | 52.55% | 97750 | 1629.1667 | 4.4635 |  |  | Primary Boiler Nox Control |  |  | Low Nox Burners
43 | Carrying Charges (ACC) | 45831.5319 | 763.8589 | 2.0928 | 16445.383 | 64.12% | 29386.1489 | 489.7691 | 1.3418 |  |  | Secondary Boiler Nox Control |  |  | Overfire Air
44 | Corporate Level Expenses (ACLE) | 15000 | 250 | 0.68493 | 2250 | 85% | 12750 | 212.5 | 0.58219 |  |  | Primary Particulate Control |  |  | Cyclones
45 | Project Investment Recovery Rate (APIR) | 6250 | 104.1667 | 0.28539 | 0 | 100% | 6250 | 104.1667 | 0.28539 |  |  | Secondary Particulate Control |  |  | ESP
46 | Total | 553301.5319 | 9221.6922 | 25.2649 | 156874.1186 | 71.65% | 396427.4133 | 6607.1236 | 18.1017 |  |  | Tertiary Particulate Control |  |  | Bag House
47 | [11 empty] | SO2 Control |  |  | Dry Injection
48 | Section 4 - Operations and Maintenance Labor (AOML) | Base | % Avoidable | Avoidable | Base Staffing | $/Staff -Year | Section 11A - Project Investment - PI |  |  |  |  | Number of STG |  |  | 1
49 | Operations and Maintenance | 135720 | 85.63% | 116220 | 1.5 | 90480 | Equipment Cost |  | 50000 |  |  | Condenser Cooling System |  |  | Wet Cooling Tower
50 | Section 5 - Administrative Expense (AAE) | Base | % Avoidable | Avoidable | Base Staffing | $/Staff -Year | Installation Cost
51 | Administrative Salaries | 40500 | 73.33% | 29700 | 0.5 | 81000 | Interconnection Costs
52 | Employee Expenses | 3000 | 85.63% | 2568.9655 |  |  | Equipment Spares
53 | Environmental Fees | 10000 | 75% | 7500 |  |  | Mobilization and Startup
54 | Safety & Operator Training | 3000 | 85.63% | 2568.9655 |  |  | Land Purchases
55 | Office Supplies | 1000 | 73.33% | 733.3333 |  |  | Development Expenses
56 | Communications | 3000 | 73.33% | 2200 |  |  | Legal Fees
57 | Annual Plant Tests, Inspections & Analysis | 10000 | 90% | 9000 |  |  | Air, EIS, Land Use & FERC Permits
58 | Total | 70500 | 76.98% | 54271.2644 |  |  | Interest During Construction
59 | Section 6 - Maintenance Expense (AME) (Non-CDTF) | Base | % Avoidable | Avoidable |  |  | Owners Contingency
60 | Maintenance Parts | 50000 | 90% | 45000 |  |  | Total Project Investment |  | 50000
61 | Maintenance Contract Services | 15000 | 90% | 13500 |  |  | Age of Plant |  | 5
62 | Chemicals & Materials Consumed | 1000 | 90% | 900 |  |  | Remaining Life of Plant |  | 20
63 | Rented Equipment | 10000 | 90% | 9000 |  |  | Entitled Plant CRF |  | 0.125
64 | Total | 76000 | 90% | 68400 |  |  | Project Investment Recovery Rate |  | 6250
65 | Section 7 - Variable Expense (AVE) (Non-CDTF) | Base | % Avoidable | Avoidable |  |  | Age of Existing Units (Years) | Remaining Life of Plant (Years) | Current Levelized CRF
66 | Water Treatment Chemicals | 2000 | 90% | 1800 |  |  | 1 to 5 | 20 | 0.125
67 | Lubricants | 2000 | 90% | 1800 |  |  | 6 to 10 | 15 | 0.146
68 | Water (Not for Power Generation) | 1000 | 50% | 500 |  |  | 11 to 15 | 10 | 0.198
69 | Gas (Not for Power Generation) | 1000 | 50% | 500 |  |  | 16 Plus | 5 | 0.363
70 | Electric (Not for Power Generation) | 10000 | 50% | 5000 |  |  | CapEx | 4 | 0.45
71 | Waste Water Treatment | 2000 | 90% | 1800 |  |  | 40 Plus | 1 | 1.1
72 | Total | 18000 | 63.33% | 11400
73 | Section 8 - Taxes Fees and Insurance (ATFI) | Base | % Avoidable | Avoidable |  |  | Section 9A - Liquid Fuel Inventory
74 | Annual Insurance Premium | 150000 | 60% | 90000 |  |  | Inventory (Days) |  | 3
75 | Permits and Licensing Fees | 10000 | 75% | 7500 |  |  | Oil Heating Value (BTU/Gallon) |  | 141000
76 | Site Security and Utilities | 1000 | 25% | 250 |  |  | Burn Rate (Gallons/Hr) |  | 4042.5532
77 | Annual Property Tax Payment | 25000 | 0% | 0 |  |  | Gallons In Inventory |  | 291063.8298
78 | Total | 186000 | 52.55% | 97750 |  |  | Oil Price ($/Gallon) (Delivered) |  | 1.82
79 | Section 9 - Carrying Charges (ACC) | Base | % Avoidable | Avoidable |  |  | Section 9B - Coal Inventory
80 | Spare Parts Inventory | 100000 | 0% | 0 |  |  | Inventory (Days) |  | 0
81 | Fuel Inventory | 529736.1702 | 75% | 397302.1277 |  |  | Coal Heating Value (BTU/Lb) |  | 12500
82 | Other Inventory | 25000 | 90% | 22500 |  |  | Burn Rate (Tons/Hr) |  | 22.8
83 | Total | 654736.1702 | 64.12% | 419802.1277 |  |  | Tons In Inventory |  | 0
84 | Carrying Cost Rate (%) | 7% |  |  |  |  | Coal Price ($/Ton) (Delivered) |  | 51
85 | Carrying Cost | 45831.5319 | 64.12% | 29386.1489 |  |  | Fuel Heating Values (BTU/Gallon)
86 | Section 10 - Corporate Level Expenses (ACLE) | Base | % Avoidable | Avoidable |  |  | Kero |  | 137000
87 | Legal Services | 5000 | 90% | 4500 |  |  | No. 2 Oil |  | 141000
88 | Environmental Reporting | 5000 | 75% | 3750 |  |  | No. 6 Oil |  | 150000
89 | Procurement Expenses | 5000 | 90% | 4500
90 | Total | 15000 | 85% | 12750
91 | Section 11 - Project Investment Recovery Rate (APIR) | Base | % Avoidable | Avoidable
92 | Project Investment Recovery Rate | 6250 | 100% | 6250

## CT 1st & 2nd Generation Frame B
1 | PJM RPM DEFAULT AVOIDABLE COST RATE PROXY |  |  |  |  | Based on 2005 data not escalated to 2006
2 | CATEGORY - COMBUSTION TURBINE |  |  |  |  | Instructions to Participant
3 | SUB CATEGORY - FIRST AND SECOND GENERATION FRAME B TECHNOLOGY |  |  |  |  | Participant to complete all cells in blue text.
4 | 2026-07-29 20:27 |  |  |  |  | Cells in black text are calculated values
5 | Generation owners should provide 2006 data. If 2006 data is not available in a timely manner to meet the February deadline, generation owners may provide an estimate of 2006 data based on 2005 data adjusted with the identified escalation factor.
6 | Section 1 - Power Plant Technology | 1 |  | Section 3A - Simple Cycle CT, Diesel or Combined Cycle Technical Information | [5 empty] | Section 2B - Non Avoidable Cost Data |  | Technology Options Located in Section 3 Drop Downs
7 | Combustion Turbine - Diesel | 1 |  | Primary Fuel |  |  |  | No. 2 Oil |  | Transistion Adder ($/MW-Day) | 0 | Primary Fuels | Gas | Landfill Gas | Kero | No. 2 Oil | No. 6 Oil | Coal | Waste Coal | MSW | Biomass
8 | Combined Cycle | 2 |  | Back Up Fuel |  |  |  | Gas |  | Opportunity Cost (MW) | 0 | CT Backup Fuels | Gas | Kero | No. 2 Oil | None
9 | Oil or Gas Steam | 3 |  | On Site Natural Gas Compression |  |  |  | Yes |  | Opportunity Cost ($/MW-Day) | 0 | Steam Backup Fuels | Gas | Kero | No. 2 Oil | No. 6 Oil | None
10 | Sub-Critical Coal | 4 |  | CT or Diesel OEM |  |  |  | GE |  | Opportunity Cost Justification | Alphanumeric - 50 | Compressors | Yes | No | Not Available
11 | Super-Critical Coal | 5 |  | CT or Diesel Model |  |  |  | Frame 5B |  | Energy Market Net Revenue Components | 0 | CT Diesel OEM | GE | ABB | Siemens | Westinghouse | Pratt & Whitney | Solar | Caterpillar | Other | Not Available
12 | Waste Coal | 6 |  | CT or Diesel Rating at ISO (MW) |  |  |  | 20 |  | Ancillary Services Net Revenue Components | 0 | STG OEM | GE | ABB | Siemens | Westinghouse | Mitsubishi | Elliott | DeLaval | Other | Not Available
13 | Hydro | 7 |  | Number of CT or Diesel Units |  |  |  | 10 |  | Energy Market Cost Components | 0 | CT Emissions Controls | Water Injection | Steam Injection | Dry Low Nox | Other | None | Not Available
14 | Pumped Storage | 8 |  | STG OEM |  |  |  | Not Available |  | Other Cost Components | 0 | HRSG Emissions Controls | SCR | CO Catalyst | SCR/CO Catalyst | Urea Injection | Other | None | Not Available
15 | Section 2A - General Unit Data |  |  | STG Capacity (MW) |  |  |  | NA |  |  |  | Condenser Cooling System | Wet Cooling Tower | Air Condenser | River Water | Cooling Pond | Other | None | Not Available
16 | Date | 2026-07-29 20:27 |  | Number of STG |  |  |  | NA |  | Notice to the Participant in the Use of this Template |  | TIC | Evaporative | Fogging | Electric Mechanical | Steam Absorption | Wet Compression | Other | None | Not Available
17 | LDA | NA |  | Per HRSG Duct Burner Capacity (MMBTU/Hr) (HHV) |  |  |  | NA |  | This work sheet provides the input and calculation template used in the development of the |  | Boiler OEM | Foster Wheeler | Babcock Wilcox | Combustion Engineering | Zurn | Other | Not Available
18 | ORG_ID | Optional |  | CT/Diesel Nox Control Type |  |  |  | None |  | default Avoidable Cost Rate ("ACR") for a particular technology. The user is advised |  | Boiler Design Configuration | Front Wall Fired | Tangential Fired | Down Fired | Other | None | Not Available
19 | Unit ID | Optional |  | CT/Diesel Exhaust Nox Control |  |  |  | None |  | to save the spreadsheet under a new file name prior to making input changes. |  | Boiler Nox Control | Low Nox Burners | Flue Gas Recirculation | Overfire Air | Urea Injection | SCR | Other | None | Not Available
20 | Plant Commercial Operation Year | 1970 |  | HRSG HP Pressure/Temperature |  |  |  | NA |  | Be advised that the final template used for uploading of a unit ACR to PJM may be slightly |  | Particulate Control | Cyclones | Wet Scrubber | ESP | Bag House | Other | None | Not Available
21 | Capacity Planning Year (Start June 1 to Finish May 31) | 2007 |  | HRSG Reheat Pressure/Temperature |  |  |  | NA |  | different in format and will require the user to transfer data onto the final ACR |  | SO2 Control | Wet Scrubber | Dry Injection | Other | None | Not Available
22 | Age of Plant | 37 |  | Average Steam Export Flow to Host (Lbs/Hr) |  |  |  | NA |  | template prior to uploading to PJM. Instructions on the use of the final template
23 | Net Plant Heat Rate (BTU/kWh) (HHV) | 15000 |  | Average Electric Export Flow to Host (MW) |  |  |  | NA |  | will be made available to the participant. |  | LDA
24 | Current Plant Value ($Million) | 40 |  | Condenser Cooling System |  |  |  | None |  |  |  | MAAC Region and APS
25 | Plant Value ($/kW) | 200 |  | Turbine Inlet Air Cooling Technology (TIC) |  |  |  | None |  |  |  | ComEd, AEP, Dayton, Dominion and Duquesne
26 | ICAP (MW) | 200 |  | Target Inlet Temperature if Mechanical TIC |  |  |  | NA |  |  |  | Eastern MAAC
27 | EFORd | 0 | [9 empty] | Southwestern MAAC
28 | UCAP (MW) | 200 | [9 empty] | NA
29 | ACR ICAP Based | 18.3719 | [9 empty] | Section 3B - Boiler - Steam Turbine Plant Technical Information |  |  |  | Section 3C - Hydro and Pumped Storage
30 | ACR UCAP Based | 18.3719 | [9 empty] | Primary Fuel |  |  | Coal | Turbine OEM |  |  | DeLaval
31 | [11 empty] | Back Up Fuel |  |  | No. 2 Oil | Number of Turbines |  |  | 1
32 | Section 13 - Avoidable Cost Rate (ARC) Calculation ($/MW-Day) (ICAP BASED) | [10 empty] | Boiler OEM |  |  | Foster Wheeler | Turbine Capacity (MW) |  |  | 20
33 | Avoidable Cost Rate = | [ 1.10 x | ( AOML + | AAE + | AME + | AVE + | ATFI + | ACC + | ACLE ) + | APIR ] |  | Boiler Design Configuration |  |  | Front Wall Fired | Pump OEM |  |  | DeLaval
34 | 18.3719 | 1.1 | 3.9107 | 2.7095 | 4.8699 | 1.2671 | 1.524 | 1.3583 | 0.69863 | 0.4 |  | Boiler HP Steam Rating (Lbs/Hr) |  |  | 1800000 | Number of Pumps |  |  | 1
35 | [11 empty] | Number of Boilers |  |  | 4
36 | Section 12 - Summary (ICAP Basis) | [10 empty] | Boiler HP Pressure/Temperature |  |  | 2,000/1,000
37 | Fixed Operating Expenses | In Capacity Market | Base ($/MW-Yr) | Base ($/MW-Day) | Not in Market | % Avoidable | Avoidable | Avoidable ($/MW-Yr) | Avoidable ($/MW-Day) |  |  | Boiler Reheat Pressure/Temperature |  |  | 600/1,000
38 | Operations and Maintenance Labor (AOML) | 449280 | 2246.4 | 6.1545 | 163800 | 63.54% | 285480 | 1427.4 | 3.9107 |  |  | Fuel Input at Rated Capacity (MMBTU/Hr) (HHV) |  |  | 3000
39 | Administrative Expenses (AAE) | 277000 | 1385 | 3.7945 | 79208.3333 | 71.4% | 197791.6667 | 988.9583 | 2.7095 |  |  | STG OEM |  |  | GE
40 | Maintenance Expenses (AME) | 395000 | 1975 | 5.411 | 39500 | 90% | 355500 | 1777.5 | 4.8699 |  |  | STG Capacity (MW) |  |  | 255.5
41 | Variable Expenses (AVE) | 145000 | 725 | 1.9863 | 52500 | 63.79% | 92500 | 462.5 | 1.2671 |  |  | STG Water Rate (Lbs/kWh) |  |  | 7.045
42 | Taxes Fees and Insurance (ATFI) | 285000 | 1425 | 3.9041 | 173750 | 39.04% | 111250 | 556.25 | 1.524 |  |  | Primary Boiler Nox Control |  |  | Low Nox Burners
43 | Carrying Charges (ACC) | 149360.6383 | 746.8032 | 2.046 | 50202.6596 | 66.39% | 99157.9787 | 495.7899 | 1.3583 |  |  | Secondary Boiler Nox Control |  |  | Overfire Air
44 | Corporate Level Expenses (ACLE) | 60000 | 300 | 0.82192 | 9000 | 85% | 51000 | 255 | 0.69863 |  |  | Primary Particulate Control |  |  | Cyclones
45 | Project Investment Recovery Rate (APIR) | 29200 | 146 | 0.4 | 0 | 100% | 29200 | 146 | 0.4 |  |  | Secondary Particulate Control |  |  | ESP
46 | Total | 1789840.6383 | 8949.2032 | 24.5184 | 567960.9929 | 68.27% | 1221879.6454 | 6109.3982 | 16.7381 |  |  | Tertiary Particulate Control |  |  | Bag House
47 | [11 empty] | SO2 Control |  |  | Dry Injection
48 | Section 4 - Operations and Maintenance Labor (AOML) | Base | % Avoidable | Avoidable | Base Staffing | $/Staff -Year | Section 11A - Project Investment - PI |  |  |  |  | Number of STG |  |  | 1
49 | Operations and Maintenance | 449280 | 63.54% | 285480 | 5 | 89856 | Equipment Cost |  | 200000 |  |  | Condenser Cooling System |  |  | Wet Cooling Tower
50 | Section 5 - Administrative Expense (AAE) | Base | % Avoidable | Avoidable | Base Staffing | $/Staff -Year | Installation Cost |  |  |  |  | Variable O&M Estimates - Frame Unit - Using Cost Development Guidelines (CDG) Manual
51 | Administrative Salaries | 162000 | 66.67% | 108000 | 2 | 81000 | Interconnection Costs |  |  |  |  | Example Calculation of Cost Development Guidelines Variable Operations and Maintenance
52 | Employee Expenses | 10000 | 63.54% | 6354.1667 |  |  | Equipment Spares | [5 empty] | Expense ($ per MWh and $ per MW-Day)
53 | Environmental Fees | 25000 | 75% | 18750 |  |  | Mobilization and Startup |  |  |  |  | These Costs Are Not Includable in the Avoided Costs Submittal
54 | Safety & Operator Training | 10000 | 63.54% | 6354.1667 |  |  | Land Purchases |  |  |  |  | Equivalent Service Hours (ESH) = (A x number of starts) + Z hours + (B x Y hours)
55 | Office Supplies | 5000 | 66.67% | 3333.3333 |  |  | Development Expenses |  |  |  |  | A = Cyclic Starting Factor |  |  | 10
56 | Communications | 15000 | 66.67% | 10000 |  |  | Legal Fees |  |  |  |  | B = Cyclic Peaking Factor |  |  | 3
57 | Annual Plant Tests, Inspections & Analysis | 50000 | 90% | 45000 |  |  | Air, EIS, Land Use & FERC Permits |  |  |  |  | Z = Total Unit Operating Hours at any load level |  |  | 300
58 | Total | 277000 | 71.4% | 197791.6667 |  |  | Interest During Construction |  |  |  |  | Y = Hours above base load temperture limit |  |  | 0
59 | Section 6 - Maintenance Expense (AME) (Non-CDTF) | Base | % Avoidable | Avoidable |  |  | Owners Contingency |  |  |  |  | Number of Starts |  |  | 50
60 | Maintenance Parts | 250000 | 90% | 225000 |  |  | Total Project Investment |  | 200000 |  |  | Historical VOM ($/Hour) |  |  | 1250
61 | Maintenance Contract Services | 125000 | 90% | 112500 |  |  | Age of Plant |  | 37 |  |  | Historical VOM ($/MWH) |  |  | 6.25
62 | Chemicals & Materials Consumed | 10000 | 90% | 9000 |  |  | Remaining Life of Plant |  | 15 |  |  | ESH Calculation
63 | Rented Equipment | 10000 | 90% | 9000 |  |  | Entitled Plant CRF |  | 0.146 |  |  | ESH = | (A x | Number of Starts) + | Z + | (B x | Y )
64 | Total | 395000 | 90% | 355500 |  |  | Project Investment Recovery Rate |  | 29200 |  |  | 800 | 10 | 50 | 300 | 3 | 0
65 | Section 7 - Variable Expense (AVE) (Non-CDTF) | Base | % Avoidable | Avoidable |  |  | Age of Existing Units (Years) | Remaining Life of Plant (Years) | Current Levelized CRF |  |  | Plant Historical Annual CDTF Maintenance Dollars ($) |  |  | 1000000
66 | Water Treatment Chemicals | 25000 | 90% | 22500 |  |  | 1 to 5 | 20 | 0.125 |  |  | Annual Production (MWh) |  |  | 160000
67 | Lubricants | 20000 | 90% | 18000 |  |  | 6 to 10 | 15 | 0.146 |  |  | Equivalent Fixed Costs ($/MW-Day) |  |  | 13.6986
68 | Water (Not for Power Generation) | 10000 | 50% | 5000 |  |  | 11 to 15 | 10 | 0.198 |  |  | Maintenance Activities Included in CDG VOM
69 | Gas (Not for Power Generation) | 10000 | 50% | 5000 |  |  | 16 Plus | 5 | 0.363 |  |  | 1. Combustion Inspections Parts and Labor
70 | Electric (Not for Power Generation) | 75000 | 50% | 37500 |  |  | CapEx | 4 | 0.45 |  |  | 2. Hot Gas Path Inspections Part and Labor
71 | Waste Water Treatment | 5000 | 90% | 4500 |  |  | 40 Plus | 1 | 1.1 |  |  | 3. Major Overhauls Parts and Labor
72 | Total | 145000 | 63.79% | 92500
73 | Section 8 - Taxes Fees and Insurance (ATFI) | Base | % Avoidable | Avoidable |  |  | Section 9A - Liquid Fuel Inventory
74 | Annual Insurance Premium | 150000 | 60% | 90000 |  |  | Inventory (Days) |  | 2
75 | Permits and Licensing Fees | 25000 | 75% | 18750 |  |  | Oil Heating Value (BTU/Gallon) |  | 141000
76 | Site Security and Utilities | 10000 | 25% | 2500 |  |  | Burn Rate (Gallons/Hr) |  | 21276.5957
77 | Annual Property Tax Payment | 100000 | 0% | 0 |  |  | Gallons In Inventory |  | 1021276.5957
78 | Total | 285000 | 39.04% | 111250 |  |  | Oil Price ($/Gallon) (Delivered) |  | 1.82
79 | Section 9 - Carrying Charges (ACC) | Base | % Avoidable | Avoidable |  |  | Section 9B - Coal Inventory
80 | Spare Parts Inventory | 250000 | 0% | 0 |  |  | Inventory (Days) |  | 0
81 | Fuel Inventory | 1858723.4043 | 75% | 1394042.5532 |  |  | Coal Heating Value (BTU/Lb) |  | 12500
82 | Other Inventory | 25000 | 90% | 22500 |  |  | Burn Rate (Tons/Hr) |  | 120
83 | Total | 2133723.4043 | 66.39% | 1416542.5532 |  |  | Tons In Inventory |  | 0
84 | Carrying Cost Rate (%) | 7% |  |  |  |  | Coal Price ($/Ton) (Delivered) |  | 51
85 | Carrying Cost | 149360.6383 | 66.39% | 99157.9787 |  |  | Fuel Heating Values (BTU/Gallon)
86 | Section 10 - Corporate Level Expenses (ACLE) | Base | % Avoidable | Avoidable |  |  | Kero |  | 137000
87 | Legal Services | 20000 | 90% | 18000 |  |  | No. 2 Oil |  | 141000
88 | Environmental Reporting | 20000 | 75% | 15000 |  |  | No. 6 Oil |  | 150000
89 | Procurement Expenses | 20000 | 90% | 18000
90 | Total | 60000 | 85% | 51000
91 | Section 11 - Project Investment Recovery Rate (APIR) | Base | % Avoidable | Avoidable
92 | Project Investment Recovery Rate | 29200 | 100% | 29200

## CT 1st & 2nd Generation Aero
1 | PJM RPM DEFAULT AVOIDABLE COST RATE PROXY |  |  |  |  | Based on 2005 data not escalated to 2006
2 | CATEGORY - COMBUSTION TURBINE |  |  |  |  | Instructions to Participant
3 | SUB CATEGORY - FIRST AND SECOND GENERATION AERO TECHNOLOGY (P&W FT4) |  |  |  |  | Participant to complete all cells in blue text.
4 | 2026-07-29 20:27 |  |  |  |  | Cells in black text are calculated values
5 | Generation owners should provide 2006 data. If 2006 data is not available in a timely manner to meet the February deadline, generation owners may provide an estimate of 2006 data based on 2005 data adjusted with the identified escalation factor.
6 | Section 1 - Power Plant Technology | 1 |  | Section 3A - Simple Cycle CT, Diesel or Combined Cycle Technical Information | [5 empty] | Section 2B - Non Avoidable Cost Data |  | Technology Options Located in Section 3 Drop Downs
7 | Combustion Turbine - Diesel | 1 |  | Primary Fuel |  |  |  | No. 2 Oil |  | Transistion Adder ($/MW-Day) | 0 | Primary Fuels | Gas | Landfill Gas | Kero | No. 2 Oil | No. 6 Oil | Coal | Waste Coal | MSW | Biomass
8 | Combined Cycle | 2 |  | Back Up Fuel |  |  |  | Gas |  | Opportunity Cost (MW) | 0 | CT Backup Fuels | Gas | Kero | No. 2 Oil | None
9 | Oil or Gas Steam | 3 |  | On Site Natural Gas Compression |  |  |  | No |  | Opportunity Cost ($/MW-Day) | 0 | Steam Backup Fuels | Gas | Kero | No. 2 Oil | No. 6 Oil | None
10 | Sub-Critical Coal | 4 |  | CT or Diesel OEM |  |  |  | Pratt & Whitney |  | Opportunity Cost Justification | Alphanumeric - 50 | Compressors | Yes | No | Not Available
11 | Super-Critical Coal | 5 |  | CT or Diesel Model |  |  |  | FT 4A8 |  | Energy Market Net Revenue Components | 0 | CT Diesel OEM | GE | ABB | Siemens | Westinghouse | Pratt & Whitney | Solar | Caterpillar | Other | Not Available
12 | Waste Coal | 6 |  | CT or Diesel Rating at ISO (MW) |  |  |  | 20 |  | Ancillary Services Net Revenue Components | 0 | STG OEM | GE | ABB | Siemens | Westinghouse | Mitsubishi | Elliott | DeLaval | Other | Not Available
13 | Hydro | 7 |  | Number of CT or Diesel Units |  |  |  | 10 |  | Energy Market Cost Components | 0 | CT Emissions Controls | Water Injection | Steam Injection | Dry Low Nox | Other | None | Not Available
14 | Pumped Storage | 8 |  | STG OEM |  |  |  | Not Available |  | Other Cost Components | 0 | HRSG Emissions Controls | SCR | CO Catalyst | SCR/CO Catalyst | Urea Injection | Other | None | Not Available
15 | Section 2A - General Unit Data |  |  | STG Capacity (MW) |  |  |  | NA |  |  |  | Condenser Cooling System | Wet Cooling Tower | Air Condenser | River Water | Cooling Pond | Other | None | Not Available
16 | Date | 2026-07-29 20:27 |  | Number of STG |  |  |  | NA |  | Notice to the Participant in the Use of this Template |  | TIC | Evaporative | Fogging | Electric Mechanical | Steam Absorption | Wet Compression | Other | None | Not Available
17 | LDA | NA |  | Per HRSG Duct Burner Capacity (MMBTU/Hr) (HHV) |  |  |  | NA |  | This work sheet provides the input and calculation template used in the development of the |  | Boiler OEM | Foster Wheeler | Babcock Wilcox | Combustion Engineering | Zurn | Other | Not Available
18 | ORG_ID | Optional |  | CT/Diesel Nox Control Type |  |  |  | None |  | default Avoidable Cost Rate ("ACR") for a particular technology. The user is advised |  | Boiler Design Configuration | Front Wall Fired | Tangential Fired | Down Fired | Other | None | Not Available
19 | Unit ID | Optional |  | CT/Diesel Exhaust Nox Control |  |  |  | None |  | to save the spreadsheet under a new file name prior to making input changes. |  | Boiler Nox Control | Low Nox Burners | Flue Gas Recirculation | Overfire Air | Urea Injection | SCR | Other | None | Not Available
20 | Plant Commercial Operation Year | 1970 |  | HRSG HP Pressure/Temperature |  |  |  | NA |  | Be advised that the final template used for uploading of a unit ACR to PJM may be slightly |  | Particulate Control | Cyclones | Wet Scrubber | ESP | Bag House | Other | None | Not Available
21 | Capacity Planning Year (Start June 1 to Finish May 31) | 2007 |  | HRSG Reheat Pressure/Temperature |  |  |  | NA |  | different in format and will require the user to transfer data onto the final ACR |  | SO2 Control | Wet Scrubber | Dry Injection | Other | None | Not Available
22 | Age of Plant | 37 |  | Average Steam Export Flow to Host (Lbs/Hr) |  |  |  | NA |  | template prior to uploading to PJM. Instructions on the use of the final template
23 | Net Plant Heat Rate (BTU/kWh) (HHV) | 14500 |  | Average Electric Export Flow to Host (MW) |  |  |  | NA |  | will be made available to the participant. |  | LDA
24 | Current Plant Value ($Million) | 40 |  | Condenser Cooling System |  |  |  | None |  |  |  | MAAC Region and APS
25 | Plant Value ($/kW) | 200 |  | Turbine Inlet Air Cooling Technology (TIC) |  |  |  | None |  |  |  | ComEd, AEP, Dayton, Dominion and Duquesne
26 | ICAP (MW) | 200 |  | Target Inlet Temperature if Mechanical TIC |  |  |  | NA |  |  |  | Eastern MAAC
27 | EFORd | 0 | [9 empty] | Southwestern MAAC
28 | UCAP (MW) | 200 | [9 empty] | NA
29 | ACR ICAP Based | 18.5941 | [9 empty] | Section 3B - Boiler - Steam Turbine Plant Technical Information |  |  |  | Section 3C - Hydro and Pumped Storage
30 | ACR UCAP Based | 18.5941 | [9 empty] | Primary Fuel |  |  | Coal | Turbine OEM |  |  | DeLaval
31 | [11 empty] | Back Up Fuel |  |  | No. 2 Oil | Number of Turbines |  |  | 1
32 | Section 13 - Avoidable Cost Rate (ARC) Calculation ($/MW-Day) (ICAP BASED) | [10 empty] | Boiler OEM |  |  | Foster Wheeler | Turbine Capacity (MW) |  |  | 20
33 | Avoidable Cost Rate = | [ 1.10 x | ( AOML + | AAE + | AME + | AVE + | ATFI + | ACC + | ACLE ) + | APIR ] |  | Boiler Design Configuration |  |  | Front Wall Fired | Pump OEM |  |  | DeLaval
34 | 18.5941 | 1.1 | 3.9107 | 2.7095 | 5.1781 | 1.2055 | 1.524 | 1.3138 | 0.69863 | 0.4 |  | Boiler HP Steam Rating (Lbs/Hr) |  |  | 1800000 | Number of Pumps |  |  | 1
35 | [11 empty] | Number of Boilers |  |  | 4
36 | Section 12 - Summary (ICAP Basis) | [10 empty] | Boiler HP Pressure/Temperature |  |  | 2,000/1,000
37 | Fixed Operating Expenses | In Capacity Market | Base ($/MW-Yr) | Base ($/MW-Day) | Not in Market | % Avoidable | Avoidable | Avoidable ($/MW-Yr) | Avoidable ($/MW-Day) |  |  | Boiler Reheat Pressure/Temperature |  |  | 600/1,000
38 | Operations and Maintenance Labor (AOML) | 449280 | 2246.4 | 6.1545 | 163800 | 63.54% | 285480 | 1427.4 | 3.9107 |  |  | Fuel Input at Rated Capacity (MMBTU/Hr) (HHV) |  |  | 2900
39 | Administrative Expenses (AAE) | 277000 | 1385 | 3.7945 | 79208.3333 | 71.4% | 197791.6667 | 988.9583 | 2.7095 |  |  | STG OEM |  |  | GE
40 | Maintenance Expenses (AME) | 420000 | 2100 | 5.7534 | 42000 | 90% | 378000 | 1890 | 5.1781 |  |  | STG Capacity (MW) |  |  | 255.5
41 | Variable Expenses (AVE) | 140000 | 700 | 1.9178 | 52000 | 62.86% | 88000 | 440 | 1.2055 |  |  | STG Water Rate (Lbs/kWh) |  |  | 7.045
42 | Taxes Fees and Insurance (ATFI) | 285000 | 1425 | 3.9041 | 173750 | 39.04% | 111250 | 556.25 | 1.524 |  |  | Primary Boiler Nox Control |  |  | Low Nox Burners
43 | Carrying Charges (ACC) | 145023.617 | 725.1181 | 1.9866 | 49118.4043 | 66.13% | 95905.2128 | 479.5261 | 1.3138 |  |  | Secondary Boiler Nox Control |  |  | Overfire Air
44 | Corporate Level Expenses (ACLE) | 60000 | 300 | 0.82192 | 9000 | 85% | 51000 | 255 | 0.69863 |  |  | Primary Particulate Control |  |  | Cyclones
45 | Project Investment Recovery Rate (APIR) | 29200 | 146 | 0.4 | 0 | 100% | 29200 | 146 | 0.4 |  |  | Secondary Particulate Control |  |  | ESP
46 | Total | 1805503.617 | 9027.5181 | 24.7329 | 568876.7376 | 68.49% | 1236626.8794 | 6183.1344 | 16.9401 |  |  | Tertiary Particulate Control |  |  | Bag House
47 | [11 empty] | SO2 Control |  |  | Dry Injection
48 | Section 4 - Operations and Maintenance Labor (AOML) | Base | % Avoidable | Avoidable | Base Staffing | $/Staff -Year | Section 11A - Project Investment - PI |  |  |  |  | Number of STG |  |  | 1
49 | Operations and Maintenance | 449280 | 63.54% | 285480 | 5 | 89856 | Equipment Cost |  | 200000 |  |  | Condenser Cooling System |  |  | Wet Cooling Tower
50 | Section 5 - Administrative Expense (AAE) | Base | % Avoidable | Avoidable | Base Staffing | $/Staff -Year | Installation Cost
51 | Administrative Salaries | 162000 | 66.67% | 108000 | 2 | 81000 | Interconnection Costs
52 | Employee Expenses | 10000 | 63.54% | 6354.1667 |  |  | Equipment Spares
53 | Environmental Fees | 25000 | 75% | 18750 |  |  | Mobilization and Startup
54 | Safety & Operator Training | 10000 | 63.54% | 6354.1667 |  |  | Land Purchases
55 | Office Supplies | 5000 | 66.67% | 3333.3333 |  |  | Development Expenses
56 | Communications | 15000 | 66.67% | 10000 |  |  | Legal Fees
57 | Annual Plant Tests, Inspections & Analysis | 50000 | 90% | 45000 |  |  | Air, EIS, Land Use & FERC Permits
58 | Total | 277000 | 71.4% | 197791.6667 |  |  | Interest During Construction
59 | Section 6 - Maintenance Expense (AME) (Non-CDTF) | Base | % Avoidable | Avoidable |  |  | Owners Contingency
60 | Maintenance Parts | 275000 | 90% | 247500 |  |  | Total Project Investment |  | 200000
61 | Maintenance Contract Services | 125000 | 90% | 112500 |  |  | Age of Plant |  | 37
62 | Chemicals & Materials Consumed | 10000 | 90% | 9000 |  |  | Remaining Life of Plant |  | 15
63 | Rented Equipment | 10000 | 90% | 9000 |  |  | Entitled Plant CRF |  | 0.146
64 | Total | 420000 | 90% | 378000 |  |  | Project Investment Recovery Rate |  | 29200
65 | Section 7 - Variable Expense (AVE) (Non-CDTF) | Base | % Avoidable | Avoidable |  |  | Age of Existing Units (Years) | Remaining Life of Plant (Years) | Current Levelized CRF
66 | Water Treatment Chemicals | 20000 | 90% | 18000 |  |  | 1 to 5 | 20 | 0.125
67 | Lubricants | 20000 | 90% | 18000 |  |  | 6 to 10 | 15 | 0.146
68 | Water (Not for Power Generation) | 10000 | 50% | 5000 |  |  | 11 to 15 | 10 | 0.198
69 | Gas (Not for Power Generation) | 10000 | 50% | 5000 |  |  | 16 Plus | 5 | 0.363
70 | Electric (Not for Power Generation) | 75000 | 50% | 37500 |  |  | CapEx | 4 | 0.45
71 | Waste Water Treatment | 5000 | 90% | 4500 |  |  | 40 Plus | 1 | 1.1
72 | Total | 140000 | 62.86% | 88000
73 | Section 8 - Taxes Fees and Insurance (ATFI) | Base | % Avoidable | Avoidable |  |  | Section 9A - Liquid Fuel Inventory
74 | Annual Insurance Premium | 150000 | 60% | 90000 |  |  | Inventory (Days) |  | 2
75 | Permits and Licensing Fees | 25000 | 75% | 18750 |  |  | Oil Heating Value (BTU/Gallon) |  | 141000
76 | Site Security and Utilities | 10000 | 25% | 2500 |  |  | Burn Rate (Gallons/Hr) |  | 20567.3759
77 | Annual Property Tax Payment | 100000 | 0% | 0 |  |  | Gallons In Inventory |  | 987234.0426
78 | Total | 285000 | 39.04% | 111250 |  |  | Oil Price ($/Gallon) (Delivered) |  | 1.82
79 | Section 9 - Carrying Charges (ACC) | Base | % Avoidable | Avoidable |  |  | Section 9B - Coal Inventory
80 | Spare Parts Inventory | 250000 | 0% | 0 |  |  | Inventory (Days) |  | 0
81 | Fuel Inventory | 1796765.9574 | 75% | 1347574.4681 |  |  | Coal Heating Value (BTU/Lb) |  | 12500
82 | Other Inventory | 25000 | 90% | 22500 |  |  | Burn Rate (Tons/Hr) |  | 116
83 | Total | 2071765.9574 | 66.13% | 1370074.4681 |  |  | Tons In Inventory |  | 0
84 | Carrying Cost Rate (%) | 7% |  |  |  |  | Coal Price ($/Ton) (Delivered) |  | 51
85 | Carrying Cost | 145023.617 | 66.13% | 95905.2128 |  |  | Fuel Heating Values (BTU/Gallon)
86 | Section 10 - Corporate Level Expenses (ACLE) | Base | % Avoidable | Avoidable |  |  | Kero |  | 137000
87 | Legal Services | 20000 | 90% | 18000 |  |  | No. 2 Oil |  | 141000
88 | Environmental Reporting | 20000 | 75% | 15000 |  |  | No. 6 Oil |  | 150000
89 | Procurement Expenses | 20000 | 90% | 18000
90 | Total | 60000 | 85% | 51000
91 | Section 11 - Project Investment Recovery Rate (APIR) | Base | % Avoidable | Avoidable
92 | Project Investment Recovery Rate | 29200 | 100% | 29200
93

## CT 2nd Generation Frame E
1 | PJM RPM DEFAULT AVOIDABLE COST RATE PROXY |  |  |  |  | Based on 2005 data not escalated to 2006
2 | CATEGORY - COMBUSTION TURBINE |  |  |  |  | Instructions to Participant
3 | SUB CATEGORY - SECOND GENERATION FRAME E TECHNOLOGY |  |  |  |  | Participant to complete all cells in blue text.
4 | 2026-07-29 20:27 |  |  |  |  | Cells in black text are calculated values
5 | Generation owners should provide 2006 data. If 2006 data is not available in a timely manner to meet the February deadline, generation owners may provide an estimate of 2006 data based on 2005 data adjusted with the identified escalation factor.
6 | Section 1 - Power Plant Technology | 1 |  | Section 3A - Simple Cycle CT, Diesel or Combined Cycle Technical Information | [5 empty] | Section 2B - Non Avoidable Cost Data |  | Technology Options Located in Section 3 Drop Downs
7 | Combustion Turbine - Diesel | 1 |  | Primary Fuel |  |  |  | Gas |  | Transistion Adder ($/MW-Day) | 0 | Primary Fuels | Gas | Landfill Gas | Kero | No. 2 Oil | No. 6 Oil | Coal | Waste Coal | MSW | Biomass
8 | Combined Cycle | 2 |  | Back Up Fuel |  |  |  | None |  | Opportunity Cost (MW) | 0 | CT Backup Fuels | Gas | Kero | No. 2 Oil | None
9 | Oil or Gas Steam | 3 |  | On Site Natural Gas Compression |  |  |  | Yes |  | Opportunity Cost ($/MW-Day) | 0 | Steam Backup Fuels | Gas | Kero | No. 2 Oil | No. 6 Oil | None
10 | Sub-Critical Coal | 4 |  | CT or Diesel OEM |  |  |  | GE |  | Opportunity Cost Justification | Alphanumeric - 50 | Compressors | Yes | No | Not Available
11 | Super-Critical Coal | 5 |  | CT or Diesel Model |  |  |  | PG7121EA |  | Energy Market Net Revenue Components | 0 | CT Diesel OEM | GE | ABB | Siemens | Westinghouse | Pratt & Whitney | Solar | Caterpillar | Other | Not Available
12 | Waste Coal | 6 |  | CT or Diesel Rating at ISO (MW) |  |  |  | 80 |  | Ancillary Services Net Revenue Components | 0 | STG OEM | GE | ABB | Siemens | Westinghouse | Mitsubishi | Elliott | DeLaval | Other | Not Available
13 | Hydro | 7 |  | Number of CT or Diesel Units |  |  |  | 8 |  | Energy Market Cost Components | 0 | CT Emissions Controls | Water Injection | Steam Injection | Dry Low Nox | Other | None | Not Available
14 | Pumped Storage | 8 |  | STG OEM |  |  |  | Not Available |  | Other Cost Components | 0 | HRSG Emissions Controls | SCR | CO Catalyst | SCR/CO Catalyst | Urea Injection | Other | None | Not Available
15 | Section 2A - General Unit Data |  |  | STG Capacity (MW) |  |  |  | NA |  |  |  | Condenser Cooling System | Wet Cooling Tower | Air Condenser | River Water | Cooling Pond | Other | None | Not Available
16 | Date | 2026-07-29 20:27 |  | Number of STG |  |  |  | NA |  | Notice to the Participant in the Use of this Template |  | TIC | Evaporative | Fogging | Electric Mechanical | Steam Absorption | Wet Compression | Other | None | Not Available
17 | LDA | NA |  | Per HRSG Duct Burner Capacity (MMBTU/Hr) (HHV) |  |  |  | NA |  | This work sheet provides the input and calculation template used in the development of the |  | Boiler OEM | Foster Wheeler | Babcock Wilcox | Combustion Engineering | Zurn | Other | Not Available
18 | ORG_ID | Optional |  | CT/Diesel Nox Control Type |  |  |  | Dry Low Nox |  | default Avoidable Cost Rate ("ACR") for a particular technology. The user is advised |  | Boiler Design Configuration | Front Wall Fired | Tangential Fired | Down Fired | Other | None | Not Available
19 | Unit ID | Optional |  | CT/Diesel Exhaust Nox Control |  |  |  | None |  | to save the spreadsheet under a new file name prior to making input changes. |  | Boiler Nox Control | Low Nox Burners | Flue Gas Recirculation | Overfire Air | Urea Injection | SCR | Other | None | Not Available
20 | Plant Commercial Operation Year | 2001 |  | HRSG HP Pressure/Temperature |  |  |  | NA |  | Be advised that the final template used for uploading of a unit ACR to PJM may be slightly |  | Particulate Control | Cyclones | Wet Scrubber | ESP | Bag House | Other | None | Not Available
21 | Capacity Planning Year (Start June 1 to Finish May 31) | 2007 |  | HRSG Reheat Pressure/Temperature |  |  |  | NA |  | different in format and will require the user to transfer data onto the final ACR |  | SO2 Control | Wet Scrubber | Dry Injection | Other | None | Not Available
22 | Age of Plant | 6 |  | Average Steam Export Flow to Host (Lbs/Hr) |  |  |  | NA |  | template prior to uploading to PJM. Instructions on the use of the final template
23 | Net Plant Heat Rate (BTU/kWh) (HHV) | 12000 |  | Average Electric Export Flow to Host (MW) |  |  |  | NA |  | will be made available to the participant. |  | LDA
24 | Current Plant Value ($Million) | 250 |  | Condenser Cooling System |  |  |  | None |  |  |  | MAAC Region and APS
25 | Plant Value ($/kW) | 390.625 |  | Turbine Inlet Air Cooling Technology (TIC) |  |  |  | Evaporative |  |  |  | ComEd, AEP, Dayton, Dominion and Duquesne
26 | ICAP (MW) | 640 |  | Target Inlet Temperature if Mechanical TIC |  |  |  | NA |  |  |  | Eastern MAAC
27 | EFORd | 0 | [9 empty] | Southwestern MAAC
28 | UCAP (MW) | 640 | [9 empty] | NA
29 | ACR ICAP Based | 17.4674 | [9 empty] | Section 3B - Boiler - Steam Turbine Plant Technical Information |  |  |  | Section 3C - Hydro and Pumped Storage
30 | ACR UCAP Based | 17.4674 | [9 empty] | Primary Fuel |  |  | Coal | Turbine OEM |  |  | DeLaval
31 | [11 empty] | Back Up Fuel |  |  | No. 2 Oil | Number of Turbines |  |  | 1
32 | Section 13 - Avoidable Cost Rate (ARC) Calculation ($/MW-Day) (ICAP BASED) | [10 empty] | Boiler OEM |  |  | Foster Wheeler | Turbine Capacity (MW) |  |  | 20
33 | Avoidable Cost Rate = | [ 1.10 x | ( AOML + | AAE + | AME + | AVE + | ATFI + | ACC + | ACLE ) + | APIR ] |  | Boiler Design Configuration |  |  | Front Wall Fired | Pump OEM |  |  | DeLaval
34 | 17.4674 | 1.1 | 5.7098 | 2.1362 | 2.7547 | 0.81978 | 4.1203 | 0.0067423 | 0.21832 | 0.125 |  | Boiler HP Steam Rating (Lbs/Hr) |  |  | 1800000 | Number of Pumps |  |  | 1
35 | [11 empty] | Number of Boilers |  |  | 4
36 | Section 12 - Summary (ICAP Basis) | [10 empty] | Boiler HP Pressure/Temperature |  |  | 2,000/1,000
37 | Fixed Operating Expenses | In Capacity Market | Base ($/MW-Yr) | Base ($/MW-Day) | Not in Market | % Avoidable | Avoidable | Avoidable ($/MW-Yr) | Avoidable ($/MW-Day) |  |  | Boiler Reheat Pressure/Temperature |  |  | 600/1,000
38 | Operations and Maintenance Labor (AOML) | 1497600 | 2340 | 6.411 | 163800 | 89.06% | 1333800 | 2084.0625 | 5.7098 |  |  | Fuel Input at Rated Capacity (MMBTU/Hr) (HHV) |  |  | 7680
39 | Administrative Expenses (AAE) | 581500 | 908.5938 | 2.4893 | 82485.9914 | 85.81% | 499014.0086 | 779.7094 | 2.1362 |  |  | STG OEM |  |  | GE
40 | Maintenance Expenses (AME) | 715000 | 1117.1875 | 3.0608 | 71500 | 90% | 643500 | 1005.4688 | 2.7547 |  |  | STG Capacity (MW) |  |  | 255.5
41 | Variable Expenses (AVE) | 335000 | 523.4375 | 1.4341 | 143500 | 57.16% | 191500 | 299.2188 | 0.81978 |  |  | STG Water Rate (Lbs/kWh) |  |  | 7.045
42 | Taxes Fees and Insurance (ATFI) | 2100000 | 3281.25 | 8.9897 | 1137500 | 45.83% | 962500 | 1503.9062 | 4.1203 |  |  | Primary Boiler Nox Control |  |  | Low Nox Burners
43 | Carrying Charges (ACC) | 141750 | 221.4844 | 0.60681 | 140175 | 1.111% | 1575 | 2.4609 | 0.0067423 |  |  | Secondary Boiler Nox Control |  |  | Overfire Air
44 | Corporate Level Expenses (ACLE) | 60000 | 93.75 | 0.25685 | 9000 | 85% | 51000 | 79.6875 | 0.21832 |  |  | Primary Particulate Control |  |  | Cyclones
45 | Project Investment Recovery Rate (APIR) | 29200 | 45.625 | 0.125 | 0 | 100% | 29200 | 45.625 | 0.125 |  |  | Secondary Particulate Control |  |  | ESP
46 | Total | 5460050 | 8531.3281 | 23.3735 | 1747960.9914 | 67.99% | 3712089.0086 | 5800.1391 | 15.8908 |  |  | Tertiary Particulate Control |  |  | Bag House
47 | [11 empty] | SO2 Control |  |  | Dry Injection
48 | Section 4 - Operations and Maintenance Labor (AOML) | Base | % Avoidable | Avoidable | Base Staffing | $/Staff -Year | Section 11A - Project Investment - PI |  |  |  |  | Number of STG |  |  | 1
49 | Operations and Maintenance | 1497600 | 89.06% | 1333800 | 18 | 83200 | Equipment Cost |  | 200000 |  |  | Condenser Cooling System |  |  | Wet Cooling Tower
50 | Section 5 - Administrative Expense (AAE) | Base | % Avoidable | Avoidable | Base Staffing | $/Staff -Year | Installation Cost
51 | Administrative Salaries | 391500 | 86.21% | 337500 | 4 | 97875 | Interconnection Costs
52 | Employee Expenses | 25000 | 89.06% | 22265.625 |  |  | Equipment Spares
53 | Environmental Fees | 50000 | 75% | 37500 |  |  | Mobilization and Startup
54 | Safety & Operator Training | 25000 | 89.06% | 22265.625 |  |  | Land Purchases
55 | Office Supplies | 15000 | 86.21% | 12931.0345 |  |  | Development Expenses
56 | Communications | 25000 | 86.21% | 21551.7241 |  |  | Legal Fees
57 | Annual Plant Tests, Inspections & Analysis | 50000 | 90% | 45000 |  |  | Air, EIS, Land Use & FERC Permits
58 | Total | 581500 | 85.81% | 499014.0086 |  |  | Interest During Construction
59 | Section 6 - Maintenance Expense (AME) (Non-CDTF) | Base | % Avoidable | Avoidable |  |  | Owners Contingency
60 | Maintenance Parts | 500000 | 90% | 450000 |  |  | Total Project Investment |  | 200000
61 | Maintenance Contract Services | 200000 | 90% | 180000 |  |  | Age of Plant |  | 6
62 | Chemicals & Materials Consumed | 10000 | 90% | 9000 |  |  | Remaining Life of Plant |  | 15
63 | Rented Equipment | 5000 | 90% | 4500 |  |  | Entitled Plant CRF |  | 0.146
64 | Total | 715000 | 90% | 643500 |  |  | Project Investment Recovery Rate |  | 29200
65 | Section 7 - Variable Expense (AVE) (Non-CDTF) | Base | % Avoidable | Avoidable |  |  | Age of Existing Units (Years) | Remaining Life of Plant (Years) | Current Levelized CRF
66 | Water Treatment Chemicals | 20000 | 90% | 18000 |  |  | 1 to 5 | 20 | 0.125
67 | Lubricants | 20000 | 90% | 18000 |  |  | 6 to 10 | 15 | 0.146
68 | Water (Not for Power Generation) | 10000 | 50% | 5000 |  |  | 11 to 15 | 10 | 0.198
69 | Gas (Not for Power Generation) | 15000 | 50% | 7500 |  |  | 16 Plus | 5 | 0.363
70 | Electric (Not for Power Generation) | 250000 | 50% | 125000 |  |  | CapEx | 4 | 0.45
71 | Waste Water Treatment | 20000 | 90% | 18000 |  |  | 40 Plus | 1 | 1.1
72 | Total | 335000 | 57.16% | 191500
73 | Section 8 - Taxes Fees and Insurance (ATFI) | Base | % Avoidable | Avoidable |  |  | Section 9A - Liquid Fuel Inventory
74 | Annual Insurance Premium | 1500000 | 60% | 900000 |  |  | Inventory (Days) |  | 0
75 | Permits and Licensing Fees | 75000 | 75% | 56250 |  |  | Oil Heating Value (BTU/Gallon) |  | 141000
76 | Site Security and Utilities | 25000 | 25% | 6250 |  |  | Burn Rate (Gallons/Hr) |  | 54468.0851
77 | Annual Property Tax Payment | 500000 | 0% | 0 |  |  | Gallons In Inventory |  | 0
78 | Total | 2100000 | 45.83% | 962500 |  |  | Oil Price ($/Gallon) (Delivered) |  | 1.82
79 | Section 9 - Carrying Charges (ACC) | Base | % Avoidable | Avoidable |  |  | Section 9B - Coal Inventory
80 | Spare Parts Inventory | 2000000 | 0% | 0 |  |  | Inventory (Days) |  | 0
81 | Fuel Inventory | 0 | 10% | 0 |  |  | Coal Heating Value (BTU/Lb) |  | 12500
82 | Other Inventory | 25000 | 90% | 22500 |  |  | Burn Rate (Tons/Hr) |  | 307.2
83 | Total | 2025000 | 1.111% | 22500 |  |  | Tons In Inventory |  | 0
84 | Carrying Cost Rate (%) | 7% |  |  |  |  | Coal Price ($/Ton) (Delivered) |  | 51
85 | Carrying Cost | 141750 | 1.111% | 1575 |  |  | Fuel Heating Values (BTU/Gallon)
86 | Section 10 - Corporate Level Expenses (ACLE) | Base | % Avoidable | Avoidable |  |  | Kero |  | 137000
87 | Legal Services | 20000 | 90% | 18000 |  |  | No. 2 Oil |  | 141000
88 | Environmental Reporting | 20000 | 75% | 15000 |  |  | No. 6 Oil |  | 150000
89 | Procurement Expenses | 20000 | 90% | 18000
90 | Total | 60000 | 85% | 51000
91 | Section 11 - Project Investment Recovery Rate (APIR) | Base | % Avoidable | Avoidable
92 | Project Investment Recovery Rate | 29200 | 100% | 29200

## CT 3rd Generation Frame F
1 | PJM RPM DEFAULT AVOIDABLE COST RATE PROXY |  |  |  |  | Based on 2005 data not escalated to 2006
2 | CATEGORY - COMBUSTION TURBINE |  |  |  |  | Instructions to Participant
3 | SUB CATEGORY - THIRD GENERATION FRAME F TECHNOLOGY |  |  |  |  | Participant to complete all cells in blue text.
4 | 2026-07-29 20:27 |  |  |  |  | Cells in black text are calculated values
5 | Generation owners should provide 2006 data. If 2006 data is not available in a timely manner to meet the February deadline, generation owners may provide an estimate of 2006 data based on 2005 data adjusted with the identified escalation factor.
6 | Section 1 - Power Plant Technology | 1 |  | Section 3A - Simple Cycle CT, Diesel or Combined Cycle Technical Information | [5 empty] | Section 2B - Non Avoidable Cost Data |  | Technology Options Located in Section 3 Drop Downs
7 | Combustion Turbine - Diesel | 1 |  | Primary Fuel |  |  |  | Gas |  | Transistion Adder ($/MW-Day) | 0 | Primary Fuels | Gas | Landfill Gas | Kero | No. 2 Oil | No. 6 Oil | Coal | Waste Coal | MSW | Biomass
8 | Combined Cycle | 2 |  | Back Up Fuel |  |  |  | None |  | Opportunity Cost (MW) | 0 | CT Backup Fuels | Gas | Kero | No. 2 Oil | None
9 | Oil or Gas Steam | 3 |  | On Site Natural Gas Compression |  |  |  | Yes |  | Opportunity Cost ($/MW-Day) | 0 | Steam Backup Fuels | Gas | Kero | No. 2 Oil | No. 6 Oil | None
10 | Sub-Critical Coal | 4 |  | CT or Diesel OEM |  |  |  | GE |  | Opportunity Cost Justification | Alphanumeric - 50 | Compressors | Yes | No | Not Available
11 | Super-Critical Coal | 5 |  | CT or Diesel Model |  |  |  | PG7241FA |  | Energy Market Net Revenue Components | 0 | CT Diesel OEM | GE | ABB | Siemens | Westinghouse | Pratt & Whitney | Solar | Caterpillar | Other | Not Available
12 | Waste Coal | 6 |  | CT or Diesel Rating at ISO (MW) |  |  |  | 171.2 |  | Ancillary Services Net Revenue Components | 0 | STG OEM | GE | ABB | Siemens | Westinghouse | Mitsubishi | Elliott | DeLaval | Other | Not Available
13 | Hydro | 7 |  | Number of CT or Diesel Units |  |  |  | 2 |  | Energy Market Cost Components | 0 | CT Emissions Controls | Water Injection | Steam Injection | Dry Low Nox | Other | None | Not Available
14 | Pumped Storage | 8 |  | STG OEM |  |  |  | GE |  | Other Cost Components | 0 | HRSG Emissions Controls | SCR | CO Catalyst | SCR/CO Catalyst | Urea Injection | Other | None | Not Available
15 | Section 2A - General Unit Data |  |  | STG Capacity (MW) |  |  |  | NA |  |  |  | Condenser Cooling System | Wet Cooling Tower | Air Condenser | River Water | Cooling Pond | Other | None | Not Available
16 | Date | 2026-07-29 20:27 |  | Number of STG |  |  |  | NA |  | Notice to the Participant in the Use of this Template |  | TIC | Evaporative | Fogging | Electric Mechanical | Steam Absorption | Wet Compression | Other | None | Not Available
17 | LDA | NA |  | Per HRSG Duct Burner Capacity (MMBTU/Hr) (HHV) |  |  |  | NA |  | This work sheet provides the input and calculation template used in the development of the |  | Boiler OEM | Foster Wheeler | Babcock Wilcox | Combustion Engineering | Zurn | Other | Not Available
18 | ORG_ID | Optional |  | CT/Diesel Nox Control Type |  |  |  | Dry Low Nox |  | default Avoidable Cost Rate ("ACR") for a particular technology. The user is advised |  | Boiler Design Configuration | Front Wall Fired | Tangential Fired | Down Fired | Other | None | Not Available
19 | Unit ID | Optional |  | CT/Diesel Exhaust Nox Control |  |  |  | None |  | to save the spreadsheet under a new file name prior to making input changes. |  | Boiler Nox Control | Low Nox Burners | Flue Gas Recirculation | Overfire Air | Urea Injection | SCR | Other | None | Not Available
20 | Plant Commercial Operation Year | 2003 |  | HRSG HP Pressure/Temperature |  |  |  | NA |  | Be advised that the final template used for uploading of a unit ACR to PJM may be slightly |  | Particulate Control | Cyclones | Wet Scrubber | ESP | Bag House | Other | None | Not Available
21 | Capacity Planning Year (Start June 1 to Finish May 31) | 2007 |  | HRSG Reheat Pressure/Temperature |  |  |  | NA |  | different in format and will require the user to transfer data onto the final ACR |  | SO2 Control | Wet Scrubber | Dry Injection | Other | None | Not Available
22 | Age of Plant | 4 |  | Average Steam Export Flow to Host (Lbs/Hr) |  |  |  | NA |  | template prior to uploading to PJM. Instructions on the use of the final template
23 | Net Plant Heat Rate (BTU/kWh) (HHV) | 10800 |  | Average Electric Export Flow to Host (MW) |  |  |  | NA |  | will be made available to the participant. |  | LDA
24 | Current Plant Value ($Million) | 141 |  | Condenser Cooling System |  |  |  | None |  |  |  | MAAC Region and APS
25 | Plant Value ($/kW) | 420.8955 |  | Turbine Inlet Air Cooling Technology (TIC) |  |  |  | Evaporative |  |  |  | ComEd, AEP, Dayton, Dominion and Duquesne
26 | ICAP (MW) | 335 |  | Target Inlet Temperature if Mechanical TIC |  |  |  | NA |  |  |  | Eastern MAAC
27 | EFORd | 0 | [9 empty] | Southwestern MAAC
28 | UCAP (MW) | 335 | [9 empty] | NA
29 | ACR ICAP Based | 17.9278 | [9 empty] | Section 3B - Boiler - Steam Turbine Plant Technical Information |  |  |  | Section 3C - Hydro and Pumped Storage
30 | ACR UCAP Based | 17.9278 | [9 empty] | Primary Fuel |  |  | Coal | Turbine OEM |  |  | DeLaval
31 | [11 empty] | Back Up Fuel |  |  | No. 2 Oil | Number of Turbines |  |  | 1
32 | Section 13 - Avoidable Cost Rate (ARC) Calculation ($/MW-Day) (ICAP BASED) | [10 empty] | Boiler OEM |  |  | Foster Wheeler | Turbine Capacity (MW) |  |  | 20
33 | Avoidable Cost Rate = | [ 1.10 x | ( AOML + | AAE + | AME + | AVE + | ATFI + | ACC + | ACLE ) + | APIR ] |  | Boiler Design Configuration |  |  | Front Wall Fired | Pump OEM |  |  | DeLaval
34 | 17.9278 | 1.1 | 5.1415 | 3.1504 | 2.2817 | 1.01 | 4.1914 | 0.012881 | 0.41709 | 0.10223 |  | Boiler HP Steam Rating (Lbs/Hr) |  |  | 1800000 | Number of Pumps |  |  | 1
35 | [11 empty] | Number of Boilers |  |  | 4
36 | Section 12 - Summary (ICAP Basis) | [10 empty] | Boiler HP Pressure/Temperature |  |  | 2,000/1,000
37 | Fixed Operating Expenses | In Capacity Market | Base ($/MW-Yr) | Base ($/MW-Day) | Not in Market | % Avoidable | Avoidable | Avoidable ($/MW-Yr) | Avoidable ($/MW-Day) |  |  | Boiler Reheat Pressure/Temperature |  |  | 600/1,000
38 | Operations and Maintenance Labor (AOML) | 792480 | 2365.6119 | 6.4811 | 163800 | 79.33% | 628680 | 1876.6567 | 5.1415 |  |  | Fuel Input at Rated Capacity (MMBTU/Hr) (HHV) |  |  | 3618
39 | Administrative Expenses (AAE) | 460750 | 1375.3731 | 3.7681 | 75532.4201 | 83.61% | 385217.5799 | 1149.9032 | 3.1504 |  |  | STG OEM |  |  | GE
40 | Maintenance Expenses (AME) | 310000 | 925.3731 | 2.5353 | 31000 | 90% | 279000 | 832.8358 | 2.2817 |  |  | STG Capacity (MW) |  |  | 255.5
41 | Variable Expenses (AVE) | 215000 | 641.791 | 1.7583 | 91500 | 57.44% | 123500 | 368.6567 | 1.01 |  |  | STG Water Rate (Lbs/kWh) |  |  | 7.045
42 | Taxes Fees and Insurance (ATFI) | 1200000 | 3582.0896 | 9.8139 | 687500 | 42.71% | 512500 | 1529.8507 | 4.1914 |  |  | Primary Boiler Nox Control |  |  | Low Nox Burners
43 | Carrying Charges (ACC) | 106750 | 318.6567 | 0.87303 | 105175 | 1.475% | 1575 | 4.7015 | 0.012881 |  |  | Secondary Boiler Nox Control |  |  | Overfire Air
44 | Corporate Level Expenses (ACLE) | 60000 | 179.1045 | 0.4907 | 9000 | 85% | 51000 | 152.2388 | 0.41709 |  |  | Primary Particulate Control |  |  | Cyclones
45 | Project Investment Recovery Rate (APIR) | 12500 | 37.3134 | 0.10223 | 0 | 100% | 12500 | 37.3134 | 0.10223 |  |  | Secondary Particulate Control |  |  | ESP
46 | Total | 3157480 | 9425.3134 | 25.8228 | 1163507.4201 | 63.15% | 1993972.5799 | 5952.157 | 16.3073 |  |  | Tertiary Particulate Control |  |  | Bag House
47 | [11 empty] | SO2 Control |  |  | Dry Injection
48 | Section 4 - Operations and Maintenance Labor (AOML) | Base | % Avoidable | Avoidable | Base Staffing | $/Staff -Year | Section 11A - Project Investment - PI |  |  |  |  | Number of STG |  |  | 1
49 | Operations and Maintenance | 792480 | 79.33% | 628680 | 9 | 88053.3333 | Equipment Cost |  | 100000 |  |  | Condenser Cooling System |  |  | Wet Cooling Tower
50 | Section 5 - Administrative Expense (AAE) | Base | % Avoidable | Avoidable | Base Staffing | $/Staff -Year | Installation Cost
51 | Administrative Salaries | 330750 | 83.67% | 276750 | 3 | 110250 | Interconnection Costs
52 | Employee Expenses | 15000 | 79.33% | 11899.6063 |  |  | Equipment Spares
53 | Environmental Fees | 25000 | 75% | 18750 |  |  | Mobilization and Startup
54 | Safety & Operator Training | 15000 | 79.33% | 11899.6063 |  |  | Land Purchases
55 | Office Supplies | 10000 | 83.67% | 8367.3469 |  |  | Development Expenses
56 | Communications | 15000 | 83.67% | 12551.0204 |  |  | Legal Fees
57 | Annual Plant Tests, Inspections & Analysis | 50000 | 90% | 45000 |  |  | Air, EIS, Land Use & FERC Permits
58 | Total | 460750 | 83.61% | 385217.5799 |  |  | Interest During Construction
59 | Section 6 - Maintenance Expense (AME) (Non-CDTF) | Base | % Avoidable | Avoidable |  |  | Owners Contingency
60 | Maintenance Parts | 250000 | 90% | 225000 |  |  | Total Project Investment |  | 100000
61 | Maintenance Contract Services | 50000 | 90% | 45000 |  |  | Age of Plant |  | 4
62 | Chemicals & Materials Consumed | 5000 | 90% | 4500 |  |  | Remaining Life of Plant |  | 20
63 | Rented Equipment | 5000 | 90% | 4500 |  |  | Entitled Plant CRF |  | 0.125
64 | Total | 310000 | 90% | 279000 |  |  | Project Investment Recovery Rate |  | 12500
65 | Section 7 - Variable Expense (AVE) (Non-CDTF) | Base | % Avoidable | Avoidable |  |  | Age of Existing Units (Years) | Remaining Life of Plant (Years) | Current Levelized CRF
66 | Water Treatment Chemicals | 20000 | 90% | 18000 |  |  | 1 to 5 | 20 | 0.125
67 | Lubricants | 10000 | 90% | 9000 |  |  | 6 to 10 | 15 | 0.146
68 | Water (Not for Power Generation) | 10000 | 50% | 5000 |  |  | 11 to 15 | 10 | 0.198
69 | Gas (Not for Power Generation) | 15000 | 50% | 7500 |  |  | 16 Plus | 5 | 0.363
70 | Electric (Not for Power Generation) | 150000 | 50% | 75000 |  |  | CapEx | 4 | 0.45
71 | Waste Water Treatment | 10000 | 90% | 9000 |  |  | 40 Plus | 1 | 1.1
72 | Total | 215000 | 57.44% | 123500
73 | Section 8 - Taxes Fees and Insurance (ATFI) | Base | % Avoidable | Avoidable |  |  | Section 9A - Liquid Fuel Inventory
74 | Annual Insurance Premium | 750000 | 60% | 450000 |  |  | Inventory (Days) |  | 0
75 | Permits and Licensing Fees | 75000 | 75% | 56250 |  |  | Oil Heating Value (BTU/Gallon) |  | 141000
76 | Site Security and Utilities | 25000 | 25% | 6250 |  |  | Burn Rate (Gallons/Hr) |  | 25659.5745
77 | Annual Property Tax Payment | 350000 | 0% | 0 |  |  | Gallons In Inventory |  | 0
78 | Total | 1200000 | 42.71% | 512500 |  |  | Oil Price ($/Gallon) (Delivered) |  | 1.82
79 | Section 9 - Carrying Charges (ACC) | Base | % Avoidable | Avoidable |  |  | Section 9B - Coal Inventory
80 | Spare Parts Inventory | 1500000 | 0% | 0 |  |  | Inventory (Days) |  | 0
81 | Fuel Inventory | 0 | 10% | 0 |  |  | Coal Heating Value (BTU/Lb) |  | 12500
82 | Other Inventory | 25000 | 90% | 22500 |  |  | Burn Rate (Tons/Hr) |  | 144.72
83 | Total | 1525000 | 1.475% | 22500 |  |  | Tons In Inventory |  | 0
84 | Carrying Cost Rate (%) | 7% |  |  |  |  | Coal Price ($/Ton) (Delivered) |  | 51
85 | Carrying Cost | 106750 | 1.475% | 1575 |  |  | Fuel Heating Values (BTU/Gallon)
86 | Section 10 - Corporate Level Expenses (ACLE) | Base | % Avoidable | Avoidable |  |  | Kero |  | 137000
87 | Legal Services | 20000 | 90% | 18000 |  |  | No. 2 Oil |  | 141000
88 | Environmental Reporting | 20000 | 75% | 15000 |  |  | No. 6 Oil |  | 150000
89 | Procurement Expenses | 20000 | 90% | 18000
90 | Total | 60000 | 85% | 51000
91 | Section 11 - Project Investment Recovery Rate (APIR) | Base | % Avoidable | Avoidable
92 | Project Investment Recovery Rate | 12500 | 100% | 12500

## CT 3rd Generation Aero (P&W)
1 | PJM RPM DEFAULT AVOIDABLE COST RATE PROXY |  |  |  |  | Based on 2005 data not escalated to 2006
2 | CATEGORY - COMBUSTION TURBINE |  |  |  |  | Instructions to Participant
3 | SUB CATEGORY - THIRD GENERATION AERO TECHNOLOGY (PRATT & WHITNEY FT8 TWINPAK) |  |  |  |  | Participant to complete all cells in blue text.
4 | 2026-07-29 20:27 |  |  |  |  | Cells in black text are calculated values
5 | Generation owners should provide 2006 data. If 2006 data is not available in a timely manner to meet the February deadline, generation owners may provide an estimate of 2006 data based on 2005 data adjusted with the identified escalation factor.
6 | Section 1 - Power Plant Technology | 1 |  | Section 3A - Simple Cycle CT, Diesel or Combined Cycle Technical Information | [5 empty] | Section 2B - Non Avoidable Cost Data |  | Technology Options Located in Section 3 Drop Downs
7 | Combustion Turbine - Diesel | 1 |  | Primary Fuel |  |  |  | Gas |  | Transistion Adder ($/MW-Day) | 0 | Primary Fuels | Gas | Landfill Gas | Kero | No. 2 Oil | No. 6 Oil | Coal | Waste Coal | MSW | Biomass
8 | Combined Cycle | 2 |  | Back Up Fuel |  |  |  | No. 2 Oil |  | Opportunity Cost (MW) | 0 | CT Backup Fuels | Gas | Kero | No. 2 Oil | None
9 | Oil or Gas Steam | 3 |  | On Site Natural Gas Compression |  |  |  | Yes |  | Opportunity Cost ($/MW-Day) | 0 | Steam Backup Fuels | Gas | Kero | No. 2 Oil | No. 6 Oil | None
10 | Sub-Critical Coal | 4 |  | CT or Diesel OEM |  |  |  | Pratt & Whitney |  | Opportunity Cost Justification | Alphanumeric - 50 | Compressors | Yes | No | Not Available
11 | Super-Critical Coal | 5 |  | CT or Diesel Model |  |  |  | FT8 TwinPak |  | Energy Market Net Revenue Components | 0 | CT Diesel OEM | GE | ABB | Siemens | Westinghouse | Pratt & Whitney | Solar | Caterpillar | Other | Not Available
12 | Waste Coal | 6 |  | CT or Diesel Rating at ISO (MW) |  |  |  | 50 |  | Ancillary Services Net Revenue Components | 0 | STG OEM | GE | ABB | Siemens | Westinghouse | Mitsubishi | Elliott | DeLaval | Other | Not Available
13 | Hydro | 7 |  | Number of CT or Diesel Units |  |  |  | 6 |  | Energy Market Cost Components | 0 | CT Emissions Controls | Water Injection | Steam Injection | Dry Low Nox | Other | None | Not Available
14 | Pumped Storage | 8 |  | STG OEM |  |  |  | NA |  | Other Cost Components | 0 | HRSG Emissions Controls | SCR | CO Catalyst | SCR/CO Catalyst | Urea Injection | Other | None | Not Available
15 | Section 2A - General Unit Data |  |  | STG Capacity (MW) |  |  |  | NA |  |  |  | Condenser Cooling System | Wet Cooling Tower | Air Condenser | River Water | Cooling Pond | Other | None | Not Available
16 | Date | 2026-07-29 20:27 |  | Number of STG |  |  |  | NA |  | Notice to the Participant in the Use of this Template |  | TIC | Evaporative | Fogging | Electric Mechanical | Steam Absorption | Wet Compression | Other | None | Not Available
17 | LDA | NA |  | Per HRSG Duct Burner Capacity (MMBTU/Hr) (HHV) |  |  |  | NA |  | This work sheet provides the input and calculation template used in the development of the |  | Boiler OEM | Foster Wheeler | Babcock Wilcox | Combustion Engineering | Zurn | Other | Not Available
18 | ORG_ID | Optional |  | CT/Diesel Nox Control Type |  |  |  | Water Injection |  | default Avoidable Cost Rate ("ACR") for a particular technology. The user is advised |  | Boiler Design Configuration | Front Wall Fired | Tangential Fired | Down Fired | Other | None | Not Available
19 | Unit ID | Optional |  | CT/Diesel Exhaust Nox Control |  |  |  | None |  | to save the spreadsheet under a new file name prior to making input changes. |  | Boiler Nox Control | Low Nox Burners | Flue Gas Recirculation | Overfire Air | Urea Injection | SCR | Other | None | Not Available
20 | Plant Commercial Operation Year | 2003 |  | HRSG HP Pressure/Temperature |  |  |  | NA |  | Be advised that the final template used for uploading of a unit ACR to PJM may be slightly |  | Particulate Control | Cyclones | Wet Scrubber | ESP | Bag House | Other | None | Not Available
21 | Capacity Planning Year (Start June 1 to Finish May 31) | 2007 |  | HRSG Reheat Pressure/Temperature |  |  |  | NA |  | different in format and will require the user to transfer data onto the final ACR |  | SO2 Control | Wet Scrubber | Dry Injection | Other | None | Not Available
22 | Age of Plant | 4 |  | Average Steam Export Flow to Host (Lbs/Hr) |  |  |  | NA |  | template prior to uploading to PJM. Instructions on the use of the final template
23 | Net Plant Heat Rate (BTU/kWh) (HHV) | 10000 |  | Average Electric Export Flow to Host (MW) |  |  |  | NA |  | will be made available to the participant. |  | LDA
24 | Current Plant Value ($Million) | 125 |  | Condenser Cooling System |  |  |  | None |  |  |  | MAAC Region and APS
25 | Plant Value ($/kW) | 416.6667 |  | Turbine Inlet Air Cooling Technology (TIC) |  |  |  | Evaporative |  |  |  | ComEd, AEP, Dayton, Dominion and Duquesne
26 | ICAP (MW) | 300 |  | Target Inlet Temperature if Mechanical TIC |  |  |  | NA |  |  |  | Eastern MAAC
27 | EFORd | 0 | [9 empty] | Southwestern MAAC
28 | UCAP (MW) | 300 | [9 empty] | NA
29 | ACR ICAP Based | 22.1754 | [9 empty] | Section 3B - Boiler - Steam Turbine Plant Technical Information |  |  |  | Section 3C - Hydro and Pumped Storage
30 | ACR UCAP Based | 22.1754 | [9 empty] | Primary Fuel |  |  | Coal | Turbine OEM |  |  | DeLaval
31 | [11 empty] | Back Up Fuel |  |  | No. 2 Oil | Number of Turbines |  |  | 1
32 | Section 13 - Avoidable Cost Rate (ARC) Calculation ($/MW-Day) (ICAP BASED) | [10 empty] | Boiler OEM |  |  | Foster Wheeler | Turbine Capacity (MW) |  |  | 20
33 | Avoidable Cost Rate = | [ 1.10 x | ( AOML + | AAE + | AME + | AVE + | ATFI + | ACC + | ACLE ) + | APIR ] |  | Boiler Design Configuration |  |  | Front Wall Fired | Pump OEM |  |  | DeLaval
34 | 22.1754 | 1.1 | 5.7414 | 3.6892 | 3.0411 | 1.8584 | 5.0228 | 0.13321 | 0.46575 | 0.22831 |  | Boiler HP Steam Rating (Lbs/Hr) |  |  | 1800000 | Number of Pumps |  |  | 1
35 | [11 empty] | Number of Boilers |  |  | 4
36 | Section 12 - Summary (ICAP Basis) | [10 empty] | Boiler HP Pressure/Temperature |  |  | 2,000/1,000
37 | Fixed Operating Expenses | In Capacity Market | Base ($/MW-Yr) | Base ($/MW-Day) | Not in Market | % Avoidable | Avoidable | Avoidable ($/MW-Yr) | Avoidable ($/MW-Day) |  |  | Boiler Reheat Pressure/Temperature |  |  | 600/1,000
38 | Operations and Maintenance Labor (AOML) | 792480 | 2641.6 | 7.2373 | 163800 | 79.33% | 628680 | 2095.6 | 5.7414 |  |  | Fuel Input at Rated Capacity (MMBTU/Hr) (HHV) |  |  | 3000
39 | Administrative Expenses (AAE) | 485750 | 1619.1667 | 4.4361 | 81782.4201 | 83.16% | 403967.5799 | 1346.5586 | 3.6892 |  |  | STG OEM |  |  | GE
40 | Maintenance Expenses (AME) | 370000 | 1233.3333 | 3.379 | 37000 | 90% | 333000 | 1110 | 3.0411 |  |  | STG Capacity (MW) |  |  | 255.5
41 | Variable Expenses (AVE) | 295000 | 983.3333 | 2.6941 | 91500 | 68.98% | 203500 | 678.3333 | 1.8584 |  |  | STG Water Rate (Lbs/kWh) |  |  | 7.045
42 | Taxes Fees and Insurance (ATFI) | 1350000 | 4500 | 12.3288 | 800000 | 40.74% | 550000 | 1833.3333 | 5.0228 |  |  | Primary Boiler Nox Control |  |  | Low Nox Burners
43 | Carrying Charges (ACC) | 201860.6383 | 672.8688 | 1.8435 | 187274.5745 | 7.226% | 14586.0638 | 48.6202 | 0.13321 |  |  | Secondary Boiler Nox Control |  |  | Overfire Air
44 | Corporate Level Expenses (ACLE) | 60000 | 200 | 0.54795 | 9000 | 85% | 51000 | 170 | 0.46575 |  |  | Primary Particulate Control |  |  | Cyclones
45 | Project Investment Recovery Rate (APIR) | 25000 | 83.3333 | 0.22831 | 0 | 100% | 25000 | 83.3333 | 0.22831 |  |  | Secondary Particulate Control |  |  | ESP
46 | Total | 3580090.6383 | 11933.6355 | 32.6949 | 1370356.9945 | 61.72% | 2209733.6438 | 7365.7788 | 20.1802 |  |  | Tertiary Particulate Control |  |  | Bag House
47 | [11 empty] | SO2 Control |  |  | Dry Injection
48 | Section 4 - Operations and Maintenance Labor (AOML) | Base | % Avoidable | Avoidable | Base Staffing | $/Staff -Year | Section 11A - Project Investment - PI |  |  |  |  | Number of STG |  |  | 1
49 | Operations and Maintenance | 792480 | 79.33% | 628680 | 9 | 88053.3333 | Equipment Cost |  | 200000 |  |  | Condenser Cooling System |  |  | Wet Cooling Tower
50 | Section 5 - Administrative Expense (AAE) | Base | % Avoidable | Avoidable | Base Staffing | $/Staff -Year | Installation Cost
51 | Administrative Salaries | 330750 | 83.67% | 276750 | 3 | 110250 | Interconnection Costs
52 | Employee Expenses | 15000 | 79.33% | 11899.6063 |  |  | Equipment Spares
53 | Environmental Fees | 50000 | 75% | 37500 |  |  | Mobilization and Startup
54 | Safety & Operator Training | 15000 | 79.33% | 11899.6063 |  |  | Land Purchases
55 | Office Supplies | 10000 | 83.67% | 8367.3469 |  |  | Development Expenses
56 | Communications | 15000 | 83.67% | 12551.0204 |  |  | Legal Fees
57 | Annual Plant Tests, Inspections & Analysis | 50000 | 90% | 45000 |  |  | Air, EIS, Land Use & FERC Permits
58 | Total | 485750 | 83.16% | 403967.5799 |  |  | Interest During Construction
59 | Section 6 - Maintenance Expense (AME) (Non-CDTF) | Base | % Avoidable | Avoidable |  |  | Owners Contingency
60 | Maintenance Parts | 275000 | 90% | 247500 |  |  | Total Project Investment |  | 200000
61 | Maintenance Contract Services | 75000 | 90% | 67500 |  |  | Age of Plant |  | 4
62 | Chemicals & Materials Consumed | 10000 | 90% | 9000 |  |  | Remaining Life of Plant |  | 20
63 | Rented Equipment | 10000 | 90% | 9000 |  |  | Entitled Plant CRF |  | 0.125
64 | Total | 370000 | 90% | 333000 |  |  | Project Investment Recovery Rate |  | 25000
65 | Section 7 - Variable Expense (AVE) (Non-CDTF) | Base | % Avoidable | Avoidable |  |  | Age of Existing Units (Years) | Remaining Life of Plant (Years) | Current Levelized CRF
66 | Water Treatment Chemicals | 100000 | 90% | 90000 |  |  | 1 to 5 | 20 | 0.125
67 | Lubricants | 20000 | 90% | 18000 |  |  | 6 to 10 | 15 | 0.146
68 | Water (Not for Power Generation) | 10000 | 50% | 5000 |  |  | 11 to 15 | 10 | 0.198
69 | Gas (Not for Power Generation) | 20000 | 50% | 10000 |  |  | 16 Plus | 5 | 0.363
70 | Electric (Not for Power Generation) | 125000 | 50% | 62500 |  |  | CapEx | 4 | 0.45
71 | Waste Water Treatment | 20000 | 90% | 18000 |  |  | 40 Plus | 1 | 1.1
72 | Total | 295000 | 68.98% | 203500
73 | Section 8 - Taxes Fees and Insurance (ATFI) | Base | % Avoidable | Avoidable |  |  | Section 9A - Liquid Fuel Inventory
74 | Annual Insurance Premium | 750000 | 60% | 450000 |  |  | Inventory (Days) |  | 2
75 | Permits and Licensing Fees | 100000 | 75% | 75000 |  |  | Oil Heating Value (BTU/Gallon) |  | 141000
76 | Site Security and Utilities | 100000 | 25% | 25000 |  |  | Burn Rate (Gallons/Hr) |  | 21276.5957
77 | Annual Property Tax Payment | 400000 | 0% | 0 |  |  | Gallons In Inventory |  | 1021276.5957
78 | Total | 1350000 | 40.74% | 550000 |  |  | Oil Price ($/Gallon) (Delivered) |  | 1.82
79 | Section 9 - Carrying Charges (ACC) | Base | % Avoidable | Avoidable |  |  | Section 9B - Coal Inventory
80 | Spare Parts Inventory | 1000000 | 0% | 0 |  |  | Inventory (Days) |  | 0
81 | Fuel Inventory | 1858723.4043 | 10% | 185872.3404 |  |  | Coal Heating Value (BTU/Lb) |  | 12500
82 | Other Inventory | 25000 | 90% | 22500 |  |  | Burn Rate (Tons/Hr) |  | 120
83 | Total | 2883723.4043 | 7.226% | 208372.3404 |  |  | Tons In Inventory |  | 0
84 | Carrying Cost Rate (%) | 7% |  |  |  |  | Coal Price ($/Ton) (Delivered) |  | 51
85 | Carrying Cost | 201860.6383 | 7.226% | 14586.0638 |  |  | Fuel Heating Values (BTU/Gallon)
86 | Section 10 - Corporate Level Expenses (ACLE) | Base | % Avoidable | Avoidable |  |  | Kero |  | 137000
87 | Legal Services | 20000 | 90% | 18000 |  |  | No. 2 Oil |  | 141000
88 | Environmental Reporting | 20000 | 75% | 15000 |  |  | No. 6 Oil |  | 150000
89 | Procurement Expenses | 20000 | 90% | 18000
90 | Total | 60000 | 85% | 51000
91 | Section 11 - Project Investment Recovery Rate (APIR) | Base | % Avoidable | Avoidable
92 | Project Investment Recovery Rate | 25000 | 100% | 25000

## CT 3rd Generation Aero (LM6000)
1 | PJM RPM DEFAULT AVOIDABLE COST RATE PROXY |  |  |  |  | Based on 2005 data not escalated to 2006
2 | CATEGORY - COMBUSTION TURBINE |  |  |  |  | Instructions to Participant
3 | SUB CATEGORY - THIRD GENERATION AERO TECHNOLOGY (GE LM 6000) |  |  |  |  | Participant to complete all cells in blue text.
4 | 2026-07-29 20:27 |  |  |  |  | Cells in black text are calculated values
5 | Generation owners should provide 2006 data. If 2006 data is not available in a timely manner to meet the February deadline, generation owners may provide an estimate of 2006 data based on 2005 data adjusted with the identified escalation factor.
6 | Section 1 - Power Plant Technology | 2 |  | Section 3A - Simple Cycle CT, Diesel or Combined Cycle Technical Information | [5 empty] | Section 2B - Non Avoidable Cost Data |  | Technology Options Located in Section 3 Drop Downs
7 | Combustion Turbine - Diesel | 1 |  | Primary Fuel |  |  |  | Gas |  | Transistion Adder ($/MW-Day) | 0 | Primary Fuels | Gas | Landfill Gas | Kero | No. 2 Oil | No. 6 Oil | Coal | Waste Coal | MSW | Biomass
8 | Combined Cycle | 2 |  | Back Up Fuel |  |  |  | No. 2 Oil |  | Opportunity Cost (MW) | 0 | CT Backup Fuels | Gas | Kero | No. 2 Oil | None
9 | Oil or Gas Steam | 3 |  | On Site Natural Gas Compression |  |  |  | Yes |  | Opportunity Cost ($/MW-Day) | 0 | Steam Backup Fuels | Gas | Kero | No. 2 Oil | No. 6 Oil | None
10 | Sub-Critical Coal | 4 |  | CT or Diesel OEM |  |  |  | GE |  | Opportunity Cost Justification | Alphanumeric - 50 | Compressors | Yes | No | Not Available
11 | Super-Critical Coal | 5 |  | CT or Diesel Model |  |  |  | LM 6000 |  | Energy Market Net Revenue Components | 0 | CT Diesel OEM | GE | ABB | Siemens | Westinghouse | Pratt & Whitney | Solar | Caterpillar | Other | Not Available
12 | Waste Coal | 6 |  | CT or Diesel Rating at ISO (MW) |  |  |  | 44 |  | Ancillary Services Net Revenue Components | 0 | STG OEM | GE | ABB | Siemens | Westinghouse | Mitsubishi | Elliott | DeLaval | Other | Not Available
13 | Hydro | 7 |  | Number of CT or Diesel Units |  |  |  | 2 |  | Energy Market Cost Components | 0 | CT Emissions Controls | Water Injection | Steam Injection | Dry Low Nox | Other | None | Not Available
14 | Pumped Storage | 8 |  | STG OEM |  |  |  | GE |  | Other Cost Components | 0 | HRSG Emissions Controls | SCR | CO Catalyst | SCR/CO Catalyst | Urea Injection | Other | None | Not Available
15 | Section 2A - General Unit Data |  |  | STG Capacity (MW) |  |  |  | NA |  |  |  | Condenser Cooling System | Wet Cooling Tower | Air Condenser | River Water | Cooling Pond | Other | None | Not Available
16 | Date | 2026-07-29 20:27 |  | Number of STG |  |  |  | NA |  | Notice to the Participant in the Use of this Template |  | TIC | Evaporative | Fogging | Electric Mechanical | Steam Absorption | Wet Compression | Other | None | Not Available
17 | LDA | NA |  | Per HRSG Duct Burner Capacity (MMBTU/Hr) (HHV) |  |  |  | NA |  | This work sheet provides the input and calculation template used in the development of the |  | Boiler OEM | Foster Wheeler | Babcock Wilcox | Combustion Engineering | Zurn | Other | Not Available
18 | ORG_ID | Optional |  | CT/Diesel Nox Control Type |  |  |  | Water Injection |  | default Avoidable Cost Rate ("ACR") for a particular technology. The user is advised |  | Boiler Design Configuration | Front Wall Fired | Tangential Fired | Down Fired | Other | None | Not Available
19 | Unit ID | Optional |  | CT/Diesel Exhaust Nox Control |  |  |  | None |  | to save the spreadsheet under a new file name prior to making input changes. |  | Boiler Nox Control | Low Nox Burners | Flue Gas Recirculation | Overfire Air | Urea Injection | SCR | Other | None | Not Available
20 | Plant Commercial Operation Year | 2001 |  | HRSG HP Pressure/Temperature |  |  |  | NA |  | Be advised that the final template used for uploading of a unit ACR to PJM may be slightly |  | Particulate Control | Cyclones | Wet Scrubber | ESP | Bag House | Other | None | Not Available
21 | Capacity Planning Year (Start June 1 to Finish May 31) | 2007 |  | HRSG Reheat Pressure/Temperature |  |  |  | NA |  | different in format and will require the user to transfer data onto the final ACR |  | SO2 Control | Wet Scrubber | Dry Injection | Other | None | Not Available
22 | Age of Plant | 6 |  | Average Steam Export Flow to Host (Lbs/Hr) |  |  |  | NA |  | template prior to uploading to PJM. Instructions on the use of the final template
23 | Net Plant Heat Rate (BTU/kWh) (HHV) | 9800 |  | Average Electric Export Flow to Host (MW) |  |  |  | NA |  | will be made available to the participant. |  | LDA
24 | Current Plant Value ($Million) | 60 |  | Condenser Cooling System |  |  |  | None |  |  |  | MAAC Region and APS
25 | Plant Value ($/kW) | 681.8182 |  | Turbine Inlet Air Cooling Technology (TIC) |  |  |  | Evaporative |  |  |  | ComEd, AEP, Dayton, Dominion and Duquesne
26 | ICAP (MW) | 88 |  | Target Inlet Temperature if Mechanical TIC |  |  |  | NA |  |  |  | Eastern MAAC
27 | EFORd | 0 | [9 empty] | Southwestern MAAC
28 | UCAP (MW) | 88 | [9 empty] | NA
29 | ACR ICAP Based | 42.2813 | [9 empty] | Section 3B - Boiler - Steam Turbine Plant Technical Information |  |  |  | Section 3C - Hydro and Pumped Storage
30 | ACR UCAP Based | 42.2813 | [9 empty] | Primary Fuel |  |  | Coal | Turbine OEM |  |  | DeLaval
31 | [11 empty] | Back Up Fuel |  |  | No. 2 Oil | Number of Turbines |  |  | 1
32 | Section 13 - Avoidable Cost Rate (ARC) Calculation ($/MW-Day) (ICAP BASED) | [10 empty] | Boiler OEM |  |  | Foster Wheeler | Turbine Capacity (MW) |  |  | 20
33 | Avoidable Cost Rate = | [ 1.10 x | ( AOML + | AAE + | AME + | AVE + | ATFI + | ACC + | ACLE ) + | APIR ] |  | Boiler Design Configuration |  |  | Front Wall Fired | Pump OEM |  |  | DeLaval
34 | 42.2813 | 1.1 | 8.8879 | 7.9385 | 6.7248 | 4.0629 | 7.9001 | 0.92238 | 1.5878 | 0.45455 |  | Boiler HP Steam Rating (Lbs/Hr) |  |  | 1800000 | Number of Pumps |  |  | 1
35 | [11 empty] | Number of Boilers |  |  | 4
36 | Section 12 - Summary (ICAP Basis) | [10 empty] | Boiler HP Pressure/Temperature |  |  | 2,000/1,000
37 | Fixed Operating Expenses | In Capacity Market | Base ($/MW-Yr) | Base ($/MW-Day) | Not in Market | % Avoidable | Avoidable | Avoidable ($/MW-Yr) | Avoidable ($/MW-Day) |  |  | Boiler Reheat Pressure/Temperature |  |  | 600/1,000
38 | Operations and Maintenance Labor (AOML) | 449280 | 5105.4545 | 13.9875 | 163800 | 63.54% | 285480 | 3244.0909 | 8.8879 |  |  | Fuel Input at Rated Capacity (MMBTU/Hr) (HHV) |  |  | 862.4
39 | Administrative Expenses (AAE) | 330250 | 3752.8409 | 10.2818 | 75266.572 | 77.21% | 254983.428 | 2897.539 | 7.9385 |  |  | STG OEM |  |  | GE
40 | Maintenance Expenses (AME) | 240000 | 2727.2727 | 7.472 | 24000 | 90% | 216000 | 2454.5455 | 6.7248 |  |  | STG Capacity (MW) |  |  | 255.5
41 | Variable Expenses (AVE) | 205000 | 2329.5455 | 6.3823 | 74500 | 63.66% | 130500 | 1482.9545 | 4.0629 |  |  | STG Water Rate (Lbs/kWh) |  |  | 7.045
42 | Taxes Fees and Insurance (ATFI) | 625000 | 7102.2727 | 19.4583 | 371250 | 40.6% | 253750 | 2883.5227 | 7.9001 |  |  | Primary Boiler Nox Control |  |  | Low Nox Burners
43 | Carrying Charges (ACC) | 77652.4715 | 882.4144 | 2.4176 | 48025.6179 | 38.15% | 29626.8536 | 336.6688 | 0.92238 |  |  | Secondary Boiler Nox Control |  |  | Overfire Air
44 | Corporate Level Expenses (ACLE) | 60000 | 681.8182 | 1.868 | 9000 | 85% | 51000 | 579.5455 | 1.5878 |  |  | Primary Particulate Control |  |  | Cyclones
45 | Project Investment Recovery Rate (APIR) | 14600 | 165.9091 | 0.45455 | 0 | 100% | 14600 | 165.9091 | 0.45455 |  |  | Secondary Particulate Control |  |  | ESP
46 | Total | 2001782.4715 | 22747.5281 | 62.322 | 765842.1898 | 61.74% | 1235940.2816 | 14044.7759 | 38.4788 |  |  | Tertiary Particulate Control |  |  | Bag House
47 | [11 empty] | SO2 Control |  |  | Dry Injection
48 | Section 4 - Operations and Maintenance Labor (AOML) | Base | % Avoidable | Avoidable | Base Staffing | $/Staff -Year | Section 11A - Project Investment - PI |  |  |  |  | Number of STG |  |  | 1
49 | Operations and Maintenance | 449280 | 63.54% | 285480 | 5 | 89856 | Equipment Cost |  | 100000 |  |  | Condenser Cooling System |  |  | Wet Cooling Tower
50 | Section 5 - Administrative Expense (AAE) | Base | % Avoidable | Avoidable | Base Staffing | $/Staff -Year | Installation Cost
51 | Administrative Salaries | 222750 | 75.76% | 168750 | 2 | 111375 | Interconnection Costs
52 | Employee Expenses | 7500 | 63.54% | 4765.625 |  |  | Equipment Spares
53 | Environmental Fees | 25000 | 75% | 18750 |  |  | Mobilization and Startup
54 | Safety & Operator Training | 10000 | 63.54% | 6354.1667 |  |  | Land Purchases
55 | Office Supplies | 5000 | 75.76% | 3787.8788 |  |  | Development Expenses
56 | Communications | 10000 | 75.76% | 7575.7576 |  |  | Legal Fees
57 | Annual Plant Tests, Inspections & Analysis | 50000 | 90% | 45000 |  |  | Air, EIS, Land Use & FERC Permits
58 | Total | 330250 | 77.21% | 254983.428 |  |  | Interest During Construction
59 | Section 6 - Maintenance Expense (AME) (Non-CDTF) | Base | % Avoidable | Avoidable |  |  | Owners Contingency
60 | Maintenance Parts | 200000 | 90% | 180000 |  |  | Total Project Investment |  | 100000
61 | Maintenance Contract Services | 30000 | 90% | 27000 |  |  | Age of Plant |  | 6
62 | Chemicals & Materials Consumed | 5000 | 90% | 4500 |  |  | Remaining Life of Plant |  | 15
63 | Rented Equipment | 5000 | 90% | 4500 |  |  | Entitled Plant CRF |  | 0.146
64 | Total | 240000 | 90% | 216000 |  |  | Project Investment Recovery Rate |  | 14600
65 | Section 7 - Variable Expense (AVE) (Non-CDTF) | Base | % Avoidable | Avoidable |  |  | Age of Existing Units (Years) | Remaining Life of Plant (Years) | Current Levelized CRF
66 | Water Treatment Chemicals | 50000 | 90% | 45000 |  |  | 1 to 5 | 20 | 0.125
67 | Lubricants | 10000 | 90% | 9000 |  |  | 6 to 10 | 15 | 0.146
68 | Water (Not for Power Generation) | 50000 | 50% | 25000 |  |  | 11 to 15 | 10 | 0.198
69 | Gas (Not for Power Generation) | 10000 | 50% | 5000 |  |  | 16 Plus | 5 | 0.363
70 | Electric (Not for Power Generation) | 75000 | 50% | 37500 |  |  | CapEx | 4 | 0.45
71 | Waste Water Treatment | 10000 | 90% | 9000 |  |  | 40 Plus | 1 | 1.1
72 | Total | 205000 | 63.66% | 130500
73 | Section 8 - Taxes Fees and Insurance (ATFI) | Base | % Avoidable | Avoidable |  |  | Section 9A - Liquid Fuel Inventory
74 | Annual Insurance Premium | 350000 | 60% | 210000 |  |  | Inventory (Days) |  | 2
75 | Permits and Licensing Fees | 50000 | 75% | 37500 |  |  | Oil Heating Value (BTU/Gallon) |  | 141000
76 | Site Security and Utilities | 25000 | 25% | 6250 |  |  | Burn Rate (Gallons/Hr) |  | 6116.3121
77 | Annual Property Tax Payment | 200000 | 0% | 0 |  |  | Gallons In Inventory |  | 293582.9787
78 | Total | 625000 | 40.6% | 253750 |  |  | Oil Price ($/Gallon) (Delivered) |  | 1.82
79 | Section 9 - Carrying Charges (ACC) | Base | % Avoidable | Avoidable |  |  | Section 9B - Coal Inventory
80 | Spare Parts Inventory | 550000 | 0% | 0 |  |  | Inventory (Days) |  | 0
81 | Fuel Inventory | 534321.0213 | 75% | 400740.766 |  |  | Coal Heating Value (BTU/Lb) |  | 12500
82 | Other Inventory | 25000 | 90% | 22500 |  |  | Burn Rate (Tons/Hr) |  | 34.496
83 | Total | 1109321.0213 | 38.15% | 423240.766 |  |  | Tons In Inventory |  | 0
84 | Carrying Cost Rate (%) | 7% |  |  |  |  | Coal Price ($/Ton) (Delivered) |  | 51
85 | Carrying Cost | 77652.4715 | 38.15% | 29626.8536 |  |  | Fuel Heating Values (BTU/Gallon)
86 | Section 10 - Corporate Level Expenses (ACLE) | Base | % Avoidable | Avoidable |  |  | Kero |  | 137000
87 | Legal Services | 20000 | 90% | 18000 |  |  | No. 2 Oil |  | 141000
88 | Environmental Reporting | 20000 | 75% | 15000 |  |  | No. 6 Oil |  | 150000
89 | Procurement Expenses | 20000 | 90% | 18000
90 | Total | 60000 | 85% | 51000
91 | Section 11 - Project Investment Recovery Rate (APIR) | Base | % Avoidable | Avoidable
92 | Project Investment Recovery Rate | 14600 | 100% | 14600

## CC Three on One Frame E
1 | PJM RPM DEFAULT AVOIDABLE COST RATE PROXY |  |  |  |  | Based on 2005 data not escalated to 2006
2 | CATEGORY - COMBINED CYCLE |  |  |  |  | Instructions to Participant
3 | SUB CATEGORY - THREE ON ONE FRAME E TECHNOLOGY |  |  |  |  | Participant to complete all cells in blue text.
4 | 2026-07-29 20:27 |  |  |  |  | Cells in black text are calculated values
5 | Generation owners should provide 2006 data. If 2006 data is not available in a timely manner to meet the February deadline, generation owners may provide an estimate of 2006 data based on 2005 data adjusted with the identified escalation factor.
6 | Section 1 - Power Plant Technology | 2 |  | Section 3A - Simple Cycle CT, Diesel or Combined Cycle Technical Information | [5 empty] | Section 2B - Non Avoidable Cost Data |  | Technology Options Located in Section 3 Drop Downs
7 | Combustion Turbine - Diesel | 1 |  | Primary Fuel |  |  |  | Gas |  | Transistion Adder ($/MW-Day) | 0 | Primary Fuels | Gas | Landfill Gas | Kero | No. 2 Oil | No. 6 Oil | Coal | Waste Coal | MSW | Biomass
8 | Combined Cycle | 2 |  | Back Up Fuel |  |  |  | No. 2 Oil |  | Opportunity Cost (MW) | 0 | CT Backup Fuels | Gas | Kero | No. 2 Oil | None
9 | Oil or Gas Steam | 3 |  | On Site Natural Gas Compression |  |  |  | Yes |  | Opportunity Cost ($/MW-Day) | 0 | Steam Backup Fuels | Gas | Kero | No. 2 Oil | No. 6 Oil | None
10 | Sub-Critical Coal | 4 |  | CT or Diesel OEM |  |  |  | Siemens |  | Opportunity Cost Justification | Alphanumeric - 50 | Compressors | Yes | No | Not Available
11 | Super-Critical Coal | 5 |  | CT or Diesel Model |  |  |  | V84.2 |  | Energy Market Net Revenue Components | 0 | CT Diesel OEM | GE | ABB | Siemens | Westinghouse | Pratt & Whitney | Solar | Caterpillar | Other | Not Available
12 | Waste Coal | 6 |  | CT or Diesel Rating at ISO (MW) |  |  |  | 105 |  | Ancillary Services Net Revenue Components | 0 | STG OEM | GE | ABB | Siemens | Westinghouse | Mitsubishi | Elliott | DeLaval | Other | Not Available
13 | Hydro | 7 |  | Number of CT or Diesel Units |  |  |  | 3 |  | Energy Market Cost Components | 0 | CT Emissions Controls | Water Injection | Steam Injection | Dry Low Nox | Other | None | Not Available
14 | Pumped Storage | 8 |  | STG OEM |  |  |  | GE |  | Other Cost Components | 0 | HRSG Emissions Controls | SCR | CO Catalyst | SCR/CO Catalyst | Urea Injection | Other | None | Not Available
15 | Section 2A - General Unit Data |  |  | STG Capacity (MW) |  |  |  | 250 |  |  |  | Condenser Cooling System | Wet Cooling Tower | Air Condenser | River Water | Cooling Pond | Other | None | Not Available
16 | Date | 2026-07-29 20:27 |  | Number of STG |  |  |  | 1 |  | Notice to the Participant in the Use of this Template |  | TIC | Evaporative | Fogging | Electric Mechanical | Steam Absorption | Wet Compression | Other | None | Not Available
17 | LDA | NA |  | Per HRSG Duct Burner Capacity (MMBTU/Hr) (HHV) |  |  |  | None |  | This work sheet provides the input and calculation template used in the development of the |  | Boiler OEM | Foster Wheeler | Babcock Wilcox | Combustion Engineering | Zurn | Other | Not Available
18 | ORG_ID | Optional |  | CT/Diesel Nox Control Type |  |  |  | Dry Low Nox |  | default Avoidable Cost Rate ("ACR") for a particular technology. The user is advised |  | Boiler Design Configuration | Front Wall Fired | Tangential Fired | Down Fired | Other | None | Not Available
19 | Unit ID | Optional |  | CT/Diesel Exhaust Nox Control |  |  |  | SCR |  | to save the spreadsheet under a new file name prior to making input changes. |  | Boiler Nox Control | Low Nox Burners | Flue Gas Recirculation | Overfire Air | Urea Injection | SCR | Other | None | Not Available
20 | Plant Commercial Operation Year | 2003 |  | HRSG HP Pressure/Temperature |  |  |  | 2,000/1,000 |  | Be advised that the final template used for uploading of a unit ACR to PJM may be slightly |  | Particulate Control | Cyclones | Wet Scrubber | ESP | Bag House | Other | None | Not Available
21 | Capacity Planning Year (Start June 1 to Finish May 31) | 2007 |  | HRSG Reheat Pressure/Temperature |  |  |  | 600/1,000 |  | different in format and will require the user to transfer data onto the final ACR |  | SO2 Control | Wet Scrubber | Dry Injection | Other | None | Not Available
22 | Age of Plant | 4 |  | Average Steam Export Flow to Host (Lbs/Hr) |  |  |  | NA |  | template prior to uploading to PJM. Instructions on the use of the final template
23 | Net Plant Heat Rate (BTU/kWh) (HHV) | 8200 |  | Average Electric Export Flow to Host (MW) |  |  |  | NA |  | will be made available to the participant. |  | LDA
24 | Current Plant Value ($Million) | 275 |  | Condenser Cooling System |  |  |  | Wet Cooling Tower |  |  |  | MAAC Region and APS
25 | Plant Value ($/kW) | 504.5872 |  | Turbine Inlet Air Cooling Technology (TIC) |  |  |  | Evaporative |  |  |  | ComEd, AEP, Dayton, Dominion and Duquesne
26 | ICAP (MW) | 545 |  | Target Inlet Temperature if Mechanical TIC |  |  |  | NA |  |  |  | Eastern MAAC
27 | EFORd | 0 | [9 empty] | Southwestern MAAC
28 | UCAP (MW) | 545 | [9 empty] | NA
29 | ACR ICAP Based | 25.978 | [9 empty] | Section 3B - Boiler - Steam Turbine Plant Technical Information |  |  |  | Section 3C - Hydro and Pumped Storage
30 | ACR UCAP Based | 25.978 | [9 empty] | Primary Fuel |  |  | Coal | Turbine OEM |  |  | DeLaval
31 | [11 empty] | Back Up Fuel |  |  | No. 2 Oil | Number of Turbines |  |  | 1
32 | Section 13 - Avoidable Cost Rate (ARC) Calculation ($/MW-Day) (ICAP BASED) | [10 empty] | Boiler OEM |  |  | Foster Wheeler | Turbine Capacity (MW) |  |  | 20
33 | Avoidable Cost Rate = | [ 1.10 x | ( AOML + | AAE + | AME + | AVE + | ATFI + | ACC + | ACLE ) + | APIR ] |  | Boiler Design Configuration |  |  | Front Wall Fired | Pump OEM |  |  | DeLaval
34 | 25.978 | 1.1 | 8.2892 | 3.7845 | 3.823 | 2.7473 | 4.3672 | 0.11327 | 0.32047 | 0.18851 |  | Boiler HP Steam Rating (Lbs/Hr) |  |  | 1800000 | Number of Pumps |  |  | 1
35 | [11 empty] | Number of Boilers |  |  | 4
36 | Section 12 - Summary (ICAP Basis) | [10 empty] | Boiler HP Pressure/Temperature |  |  | 2,000/1,000
37 | Fixed Operating Expenses | In Capacity Market | Base ($/MW-Yr) | Base ($/MW-Day) | Not in Market | % Avoidable | Avoidable | Avoidable ($/MW-Yr) | Avoidable ($/MW-Day) |  |  | Boiler Reheat Pressure/Temperature |  |  | 600/1,000
38 | Operations and Maintenance Labor (AOML) | 1984320 | 3640.9541 | 9.9752 | 335400 | 83.1% | 1648920 | 3025.5413 | 8.2892 |  |  | Fuel Input at Rated Capacity (MMBTU/Hr) (HHV) |  |  | 4469
39 | Administrative Expenses (AAE) | 898250 | 1648.1651 | 4.5155 | 145414.2367 | 83.81% | 752835.7633 | 1381.35 | 3.7845 |  |  | STG OEM |  |  | GE
40 | Maintenance Expenses (AME) | 845000 | 1550.4587 | 4.2478 | 84500 | 90% | 760500 | 1395.4128 | 3.823 |  |  | STG Capacity (MW) |  |  | 255.5
41 | Variable Expenses (AVE) | 845000 | 1550.4587 | 4.2478 | 298500 | 64.67% | 546500 | 1002.7523 | 2.7473 |  |  | STG Water Rate (Lbs/kWh) |  |  | 7.045
42 | Taxes Fees and Insurance (ATFI) | 1975000 | 3623.8532 | 9.9284 | 1106250 | 43.99% | 868750 | 1594.0367 | 4.3672 |  |  | Primary Boiler Nox Control |  |  | Low Nox Burners
43 | Carrying Charges (ACC) | 337321.4809 | 618.9385 | 1.6957 | 314789.3328 | 6.68% | 22532.1481 | 41.3434 | 0.11327 |  |  | Secondary Boiler Nox Control |  |  | Overfire Air
44 | Corporate Level Expenses (ACLE) | 75000 | 137.6147 | 0.37703 | 11250 | 85% | 63750 | 116.9725 | 0.32047 |  |  | Primary Particulate Control |  |  | Cyclones
45 | Project Investment Recovery Rate (APIR) | 37500 | 68.8073 | 0.18851 | 0 | 100% | 37500 | 68.8073 | 0.18851 |  |  | Secondary Particulate Control |  |  | ESP
46 | Total | 6997391.4809 | 12839.2504 | 35.176 | 2296103.5695 | 67.19% | 4701287.9114 | 8626.2164 | 23.6335 |  |  | Tertiary Particulate Control |  |  | Bag House
47 | [11 empty] | SO2 Control |  |  | Dry Injection
48 | Section 4 - Operations and Maintenance Labor (AOML) | Base | % Avoidable | Avoidable | Base Staffing | $/Staff -Year | Section 11A - Project Investment - PI |  |  |  |  | Number of STG |  |  | 1
49 | Operations and Maintenance | 1984320 | 83.1% | 1648920 | 24 | 82680 | Equipment Cost |  | 300000 |  |  | Condenser Cooling System |  |  | Wet Cooling Tower
50 | Section 5 - Administrative Expense (AAE) | Base | % Avoidable | Avoidable | Base Staffing | $/Staff -Year | Installation Cost
51 | Administrative Salaries | 668250 | 83.84% | 560250 | 7 | 95464.2857 | Interconnection Costs
52 | Employee Expenses | 30000 | 83.1% | 24929.2453 |  |  | Equipment Spares
53 | Environmental Fees | 50000 | 75% | 37500 |  |  | Mobilization and Startup
54 | Safety & Operator Training | 30000 | 83.1% | 24929.2453 |  |  | Land Purchases
55 | Office Supplies | 15000 | 83.84% | 12575.7576 |  |  | Development Expenses
56 | Communications | 30000 | 83.84% | 25151.5152 |  |  | Legal Fees
57 | Annual Plant Tests, Inspections & Analysis | 75000 | 90% | 67500 |  |  | Air, EIS, Land Use & FERC Permits
58 | Total | 898250 | 83.81% | 752835.7633 |  |  | Interest During Construction
59 | Section 6 - Maintenance Expense (AME) (Non-CDTF) | Base | % Avoidable | Avoidable |  |  | Owners Contingency
60 | Maintenance Parts | 600000 | 90% | 540000 |  |  | Total Project Investment |  | 300000
61 | Maintenance Contract Services | 200000 | 90% | 180000 |  |  | Age of Plant |  | 4
62 | Chemicals & Materials Consumed | 15000 | 90% | 13500 |  |  | Remaining Life of Plant |  | 20
63 | Rented Equipment | 30000 | 90% | 27000 |  |  | Entitled Plant CRF |  | 0.125
64 | Total | 845000 | 90% | 760500 |  |  | Project Investment Recovery Rate |  | 37500
65 | Section 7 - Variable Expense (AVE) (Non-CDTF) | Base | % Avoidable | Avoidable |  |  | Age of Existing Units (Years) | Remaining Life of Plant (Years) | Current Levelized CRF
66 | Water Treatment Chemicals | 250000 | 90% | 225000 |  |  | 1 to 5 | 20 | 0.125
67 | Lubricants | 10000 | 90% | 9000 |  |  | 6 to 10 | 15 | 0.146
68 | Water (Not for Power Generation) | 10000 | 50% | 5000 |  |  | 11 to 15 | 10 | 0.198
69 | Gas (Not for Power Generation) | 25000 | 50% | 12500 |  |  | 16 Plus | 5 | 0.363
70 | Electric (Not for Power Generation) | 500000 | 50% | 250000 |  |  | CapEx | 4 | 0.45
71 | Waste Water Treatment | 50000 | 90% | 45000 |  |  | 40 Plus | 1 | 1.1
72 | Total | 845000 | 64.67% | 546500
73 | Section 8 - Taxes Fees and Insurance (ATFI) | Base | % Avoidable | Avoidable |  |  | Section 9A - Liquid Fuel Inventory
74 | Annual Insurance Premium | 1250000 | 60% | 750000 |  |  | Inventory (Days) |  | 2
75 | Permits and Licensing Fees | 125000 | 75% | 93750 |  |  | Oil Heating Value (BTU/Gallon) |  | 141000
76 | Site Security and Utilities | 100000 | 25% | 25000 |  |  | Burn Rate (Gallons/Hr) |  | 31695.0355
77 | Annual Property Tax Payment | 500000 | 0% | 0 |  |  | Gallons In Inventory |  | 1521361.7021
78 | Total | 1975000 | 43.99% | 868750 |  |  | Oil Price ($/Gallon) (Delivered) |  | 1.82
79 | Section 9 - Carrying Charges (ACC) | Base | % Avoidable | Avoidable |  |  | Section 9B - Coal Inventory
80 | Spare Parts Inventory | 2000000 | 0% | 0 |  |  | Inventory (Days) |  | 0
81 | Fuel Inventory | 2768878.2979 | 10% | 276887.8298 |  |  | Coal Heating Value (BTU/Lb) |  | 12500
82 | Other Inventory | 50000 | 90% | 45000 |  |  | Burn Rate (Tons/Hr) |  | 178.76
83 | Total | 4818878.2979 | 6.68% | 321887.8298 |  |  | Tons In Inventory |  | 0
84 | Carrying Cost Rate (%) | 7% |  |  |  |  | Coal Price ($/Ton) (Delivered) |  | 51
85 | Carrying Cost | 337321.4809 | 6.68% | 22532.1481 |  |  | Fuel Heating Values (BTU/Gallon)
86 | Section 10 - Corporate Level Expenses (ACLE) | Base | % Avoidable | Avoidable |  |  | Kero |  | 137000
87 | Legal Services | 25000 | 90% | 22500 |  |  | No. 2 Oil |  | 141000
88 | Environmental Reporting | 25000 | 75% | 18750 |  |  | No. 6 Oil |  | 150000
89 | Procurement Expenses | 25000 | 90% | 22500
90 | Total | 75000 | 85% | 63750
91 | Section 11 - Project Investment Recovery Rate (APIR) | Base | % Avoidable | Avoidable
92 | Project Investment Recovery Rate | 37500 | 100% | 37500

## CC Two on One Frame F
1 | PJM RPM DEFAULT AVOIDABLE COST RATE PROXY |  |  |  |  | Based on 2005 data not escalated to 2006
2 | CATEGORY - COMBINED CYCLE |  |  |  |  | Instructions to Participant
3 | SUB CATEGORY - TWO ON ONE FRAME F TECHNOLOGY |  |  |  |  | Participant to complete all cells in blue text.
4 | 2026-07-29 20:27 |  |  |  |  | Cells in black text are calculated values
5 | Generation owners should provide 2006 data. If 2006 data is not available in a timely manner to meet the February deadline, generation owners may provide an estimate of 2006 data based on 2005 data adjusted with the identified escalation factor.
6 | Section 1 - Power Plant Technology | 2 |  | Section 3A - Simple Cycle CT, Diesel or Combined Cycle Technical Information | [5 empty] | Section 2B - Non Avoidable Cost Data |  | Technology Options Located in Section 3 Drop Downs
7 | Combustion Turbine - Diesel | 1 |  | Primary Fuel |  |  |  | Gas |  | Transistion Adder ($/MW-Day) | 0 | Primary Fuels | Gas | Landfill Gas | Kero | No. 2 Oil | No. 6 Oil | Coal | Waste Coal | MSW | Biomass
8 | Combined Cycle | 2 |  | Back Up Fuel |  |  |  | None |  | Opportunity Cost (MW) | 0 | CT Backup Fuels | Gas | Kero | No. 2 Oil | None
9 | Oil or Gas Steam | 3 |  | On Site Natural Gas Compression |  |  |  | Yes |  | Opportunity Cost ($/MW-Day) | 0 | Steam Backup Fuels | Gas | Kero | No. 2 Oil | No. 6 Oil | None
10 | Sub-Critical Coal | 4 |  | CT or Diesel OEM |  |  |  | GE |  | Opportunity Cost Justification | Alphanumeric - 50 | Compressors | Yes | No | Not Available
11 | Super-Critical Coal | 5 |  | CT or Diesel Model |  |  |  | PG7241FA |  | Energy Market Net Revenue Components | 0 | CT Diesel OEM | GE | ABB | Siemens | Westinghouse | Pratt & Whitney | Solar | Caterpillar | Other | Not Available
12 | Waste Coal | 6 |  | CT or Diesel Rating at ISO (MW) |  |  |  | 171.7 |  | Ancillary Services Net Revenue Components | 0 | STG OEM | GE | ABB | Siemens | Westinghouse | Mitsubishi | Elliott | DeLaval | Other | Not Available
13 | Hydro | 7 |  | Number of CT or Diesel Units |  |  |  | 2 |  | Energy Market Cost Components | 0 | CT Emissions Controls | Water Injection | Steam Injection | Dry Low Nox | Other | None | Not Available
14 | Pumped Storage | 8 |  | STG OEM |  |  |  | GE |  | Other Cost Components | 0 | HRSG Emissions Controls | SCR | CO Catalyst | SCR/CO Catalyst | Urea Injection | Other | None | Not Available
15 | Section 2A - General Unit Data |  |  | STG Capacity (MW) |  |  |  | 200 |  |  |  | Condenser Cooling System | Wet Cooling Tower | Air Condenser | River Water | Cooling Pond | Other | None | Not Available
16 | Date | 2026-07-29 20:27 |  | Number of STG |  |  |  | 1 |  | Notice to the Participant in the Use of this Template |  | TIC | Evaporative | Fogging | Electric Mechanical | Steam Absorption | Wet Compression | Other | None | Not Available
17 | LDA | NA |  | Per HRSG Duct Burner Capacity (MMBTU/Hr) (HHV) |  |  |  | 30 |  | This work sheet provides the input and calculation template used in the development of the |  | Boiler OEM | Foster Wheeler | Babcock Wilcox | Combustion Engineering | Zurn | Other | Not Available
18 | ORG_ID | Optional |  | CT/Diesel Nox Control Type |  |  |  | Dry Low Nox |  | default Avoidable Cost Rate ("ACR") for a particular technology. The user is advised |  | Boiler Design Configuration | Front Wall Fired | Tangential Fired | Down Fired | Other | None | Not Available
19 | Unit ID | Optional |  | CT/Diesel Exhaust Nox Control |  |  |  | SCR |  | to save the spreadsheet under a new file name prior to making input changes. |  | Boiler Nox Control | Low Nox Burners | Flue Gas Recirculation | Overfire Air | Urea Injection | SCR | Other | None | Not Available
20 | Plant Commercial Operation Year | 2003 |  | HRSG HP Pressure/Temperature |  |  |  | 2,000/1,000 |  | Be advised that the final template used for uploading of a unit ACR to PJM may be slightly |  | Particulate Control | Cyclones | Wet Scrubber | ESP | Bag House | Other | None | Not Available
21 | Capacity Planning Year (Start June 1 to Finish May 31) | 2007 |  | HRSG Reheat Pressure/Temperature |  |  |  | 600/1,000 |  | different in format and will require the user to transfer data onto the final ACR |  | SO2 Control | Wet Scrubber | Dry Injection | Other | None | Not Available
22 | Age of Plant | 4 |  | Average Steam Export Flow to Host (Lbs/Hr) |  |  |  | NA |  | template prior to uploading to PJM. Instructions on the use of the final template
23 | Net Plant Heat Rate (BTU/kWh) (HHV) | 7050 |  | Average Electric Export Flow to Host (MW) |  |  |  | NA |  | will be made available to the participant. |  | LDA
24 | Current Plant Value ($Million) | 300 |  | Condenser Cooling System |  |  |  | Wet Cooling Tower |  |  |  | MAAC Region and APS
25 | Plant Value ($/kW) | 582.5243 |  | Turbine Inlet Air Cooling Technology (TIC) |  |  |  | Evaporative |  |  |  | ComEd, AEP, Dayton, Dominion and Duquesne
26 | ICAP (MW) | 515 |  | Target Inlet Temperature if Mechanical TIC |  |  |  | NA |  |  |  | Eastern MAAC
27 | EFORd | 0 | [9 empty] | Southwestern MAAC
28 | UCAP (MW) | 515 | [9 empty] | NA
29 | ACR ICAP Based | 23.3998 | [9 empty] | Section 3B - Boiler - Steam Turbine Plant Technical Information |  |  |  | Section 3C - Hydro and Pumped Storage
30 | ACR UCAP Based | 23.3998 | [9 empty] | Primary Fuel |  |  | Coal | Turbine OEM |  |  | DeLaval
31 | [11 empty] | Back Up Fuel |  |  | No. 2 Oil | Number of Turbines |  |  | 1
32 | Section 13 - Avoidable Cost Rate (ARC) Calculation ($/MW-Day) (ICAP BASED) | [10 empty] | Boiler OEM |  |  | Foster Wheeler | Turbine Capacity (MW) |  |  | 20
33 | Avoidable Cost Rate = | [ 1.10 x | ( AOML + | AAE + | AME + | AVE + | ATFI + | ACC + | ACLE ) + | APIR ] |  | Boiler Design Configuration |  |  | Front Wall Fired | Pump OEM |  |  | DeLaval
34 | 23.3998 | 1.1 | 6.1246 | 2.4242 | 3.2797 | 2.6679 | 6.2774 | 0.0083788 | 0.33914 | 0.16625 |  | Boiler HP Steam Rating (Lbs/Hr) |  |  | 1800000 | Number of Pumps |  |  | 1
35 | [11 empty] | Number of Boilers |  |  | 4
36 | Section 12 - Summary (ICAP Basis) | [10 empty] | Boiler HP Pressure/Temperature |  |  | 2,000/1,000
37 | Fixed Operating Expenses | In Capacity Market | Base ($/MW-Yr) | Base ($/MW-Day) | Not in Market | % Avoidable | Avoidable | Avoidable ($/MW-Yr) | Avoidable ($/MW-Day) |  |  | Boiler Reheat Pressure/Temperature |  |  | 600/1,000
38 | Operations and Maintenance Labor (AOML) | 1400880 | 2720.1553 | 7.4525 | 249600 | 82.18% | 1151280 | 2235.4951 | 6.1246 |  |  | Fuel Input at Rated Capacity (MMBTU/Hr) (HHV) |  |  | 3630.75
39 | Administrative Expenses (AAE) | 539500 | 1047.5728 | 2.8701 | 83812.134 | 84.46% | 455687.866 | 884.8308 | 2.4242 |  |  | STG OEM |  |  | GE
40 | Maintenance Expenses (AME) | 685000 | 1330.0971 | 3.6441 | 68500 | 90% | 616500 | 1197.0874 | 3.2797 |  |  | STG Capacity (MW) |  |  | 255.5
41 | Variable Expenses (AVE) | 795000 | 1543.6893 | 4.2293 | 293500 | 63.08% | 501500 | 973.7864 | 2.6679 |  |  | STG Water Rate (Lbs/kWh) |  |  | 7.045
42 | Taxes Fees and Insurance (ATFI) | 2500000 | 4854.3689 | 13.2996 | 1320000 | 47.2% | 1180000 | 2291.2621 | 6.2774 |  |  | Primary Boiler Nox Control |  |  | Low Nox Burners
43 | Carrying Charges (ACC) | 211750 | 411.165 | 1.1265 | 210175 | 0.7438% | 1575 | 3.0583 | 0.0083788 |  |  | Secondary Boiler Nox Control |  |  | Overfire Air
44 | Corporate Level Expenses (ACLE) | 75000 | 145.6311 | 0.39899 | 11250 | 85% | 63750 | 123.7864 | 0.33914 |  |  | Primary Particulate Control |  |  | Cyclones
45 | Project Investment Recovery Rate (APIR) | 31250 | 60.6796 | 0.16625 | 0 | 100% | 31250 | 60.6796 | 0.16625 |  |  | Secondary Particulate Control |  |  | ESP
46 | Total | 6238380 | 12113.3592 | 33.1873 | 2236837.134 | 64.14% | 4001542.866 | 7769.9861 | 21.2876 |  |  | Tertiary Particulate Control |  |  | Bag House
47 | [11 empty] | SO2 Control |  |  | Dry Injection
48 | Section 4 - Operations and Maintenance Labor (AOML) | Base | % Avoidable | Avoidable | Base Staffing | $/Staff -Year | Section 11A - Project Investment - PI |  |  |  |  | Number of STG |  |  | 1
49 | Operations and Maintenance | 1400880 | 82.18% | 1151280 | 16 | 87555 | Equipment Cost |  | 150000 |  |  | Condenser Cooling System |  |  | Wet Cooling Tower
50 | Section 5 - Administrative Expense (AAE) | Base | % Avoidable | Avoidable | Base Staffing | $/Staff -Year | Installation Cost |  | 50000
51 | Administrative Salaries | 364500 | 85.19% | 310500 | 4 | 91125 | Interconnection Costs |  | 0
52 | Employee Expenses | 20000 | 82.18% | 16436.5256 |  |  | Equipment Spares |  | 5000
53 | Environmental Fees | 50000 | 75% | 37500 |  |  | Mobilization and Startup |  | 10000
54 | Safety & Operator Training | 20000 | 82.18% | 16436.5256 |  |  | Land Purchases |  | 0
55 | Office Supplies | 10000 | 85.19% | 8518.5185 |  |  | Development Expenses |  | 20000
56 | Communications | 25000 | 85.19% | 21296.2963 |  |  | Legal Fees |  | 5000
57 | Annual Plant Tests, Inspections & Analysis | 50000 | 90% | 45000 |  |  | Air, EIS, Land Use & FERC Permits |  | 5000
58 | Total | 539500 | 84.46% | 455687.866 |  |  | Interest During Construction |  | 5000
59 | Section 6 - Maintenance Expense (AME) (Non-CDTF) | Base | % Avoidable | Avoidable |  |  | Owners Contingency |  | 0
60 | Maintenance Parts | 500000 | 90% | 450000 |  |  | Total Project Investment |  | 250000
61 | Maintenance Contract Services | 150000 | 90% | 135000 |  |  | Age of Plant |  | 4
62 | Chemicals & Materials Consumed | 10000 | 90% | 9000 |  |  | Remaining Life of Plant |  | 20
63 | Rented Equipment | 25000 | 90% | 22500 |  |  | Entitled Plant CRF |  | 0.125
64 | Total | 685000 | 90% | 616500 |  |  | Project Investment Recovery Rate |  | 31250
65 | Section 7 - Variable Expense (AVE) (Non-CDTF) | Base | % Avoidable | Avoidable |  |  | Age of Existing Units (Years) | Remaining Life of Plant (Years) | Current Levelized CRF
66 | Water Treatment Chemicals | 200000 | 90% | 180000 |  |  | 1 to 5 | 20 | 0.125
67 | Lubricants | 10000 | 90% | 9000 |  |  | 6 to 10 | 15 | 0.146
68 | Water (Not for Power Generation) | 10000 | 50% | 5000 |  |  | 11 to 15 | 10 | 0.198
69 | Gas (Not for Power Generation) | 25000 | 50% | 12500 |  |  | 16 Plus | 5 | 0.363
70 | Electric (Not for Power Generation) | 500000 | 50% | 250000 |  |  | CapEx | 4 | 0.45
71 | Waste Water Treatment | 50000 | 90% | 45000 |  |  | 40 Plus | 1 | 1.1
72 | Total | 795000 | 63.08% | 501500
73 | Section 8 - Taxes Fees and Insurance (ATFI) | Base | % Avoidable | Avoidable |  |  | Section 9A - Liquid Fuel Inventory
74 | Annual Insurance Premium | 1800000 | 60% | 1080000 |  |  | Inventory (Days) |  | 0
75 | Permits and Licensing Fees | 100000 | 75% | 75000 |  |  | Oil Heating Value (BTU/Gallon) |  | 141000
76 | Site Security and Utilities | 100000 | 25% | 25000 |  |  | Burn Rate (Gallons/Hr) |  | 25750
77 | Annual Property Tax Payment | 500000 | 0% | 0 |  |  | Gallons In Inventory |  | 0
78 | Total | 2500000 | 47.2% | 1180000 |  |  | Oil Price ($/Gallon) (Delivered) |  | 1.82
79 | Section 9 - Carrying Charges (ACC) | Base | % Avoidable | Avoidable |  |  | Section 9B - Coal Inventory
80 | Spare Parts Inventory | 3000000 | 0% | 0 |  |  | Inventory (Days) |  | 0
81 | Fuel Inventory | 0 | 10% | 0 |  |  | Coal Heating Value (BTU/Lb) |  | 12500
82 | Other Inventory | 25000 | 90% | 22500 |  |  | Burn Rate (Tons/Hr) |  | 145.23
83 | Total | 3025000 | 0.7438% | 22500 |  |  | Tons In Inventory |  | 0
84 | Carrying Cost Rate (%) | 7% |  |  |  |  | Coal Price ($/Ton) (Delivered) |  | 51
85 | Carrying Cost | 211750 | 0.7438% | 1575 |  |  | Fuel Heating Values (BTU/Gallon)
86 | Section 10 - Corporate Level Expenses (ACLE) | Base | % Avoidable | Avoidable |  |  | Kero |  | 137000
87 | Legal Services | 25000 | 90% | 22500 |  |  | No. 2 Oil |  | 141000
88 | Environmental Reporting | 25000 | 75% | 18750 |  |  | No. 6 Oil |  | 150000
89 | Procurement Expenses | 25000 | 90% | 22500
90 | Total | 75000 | 85% | 63750
91 | Section 11 - Project Investment Recovery Rate (APIR) | Base | % Avoidable | Avoidable
92 | Project Investment Recovery Rate | 31250 | 100% | 31250

## CC Three+ on One+ Frame F
1 | PJM RPM DEFAULT AVOIDABLE COST RATE PROXY |  |  |  |  | Based on 2005 data not escalated to 2006
2 | CATEGORY - COMBINED CYCLE |  |  |  |  | Instructions to Participant
3 | SUB CATEGORY - THREE OR MORE ON ONE OR MORE FRAME F TECHNOLOGY |  |  |  |  | Participant to complete all cells in blue text.
4 | 2026-07-29 20:27 |  |  |  |  | Cells in black text are calculated values
5 | Generation owners should provide 2006 data. If 2006 data is not available in a timely manner to meet the February deadline, generation owners may provide an estimate of 2006 data based on 2005 data adjusted with the identified escalation factor.
6 | Section 1 - Power Plant Technology | 2 |  | Section 3A - Simple Cycle CT, Diesel or Combined Cycle Technical Information | [5 empty] | Section 2B - Non Avoidable Cost Data |  | Technology Options Located in Section 3 Drop Downs
7 | Combustion Turbine - Diesel | 1 |  | Primary Fuel |  |  |  | Gas |  | Transistion Adder ($/MW-Day) | 0 | Primary Fuels | Gas | Landfill Gas | Kero | No. 2 Oil | No. 6 Oil | Coal | Waste Coal | MSW | Biomass
8 | Combined Cycle | 2 |  | Back Up Fuel |  |  |  | None |  | Opportunity Cost (MW) | 0 | CT Backup Fuels | Gas | Kero | No. 2 Oil | None
9 | Oil or Gas Steam | 3 |  | On Site Natural Gas Compression |  |  |  | No |  | Opportunity Cost ($/MW-Day) | 0 | Steam Backup Fuels | Gas | Kero | No. 2 Oil | No. 6 Oil | None
10 | Sub-Critical Coal | 4 |  | CT or Diesel OEM |  |  |  | GE |  | Opportunity Cost Justification | Alphanumeric - 50 | Compressors | Yes | No | Not Available
11 | Super-Critical Coal | 5 |  | CT or Diesel Model |  |  |  | PG7241FA |  | Energy Market Net Revenue Components | 0 | CT Diesel OEM | GE | ABB | Siemens | Westinghouse | Pratt & Whitney | Solar | Caterpillar | Other | Not Available
12 | Waste Coal | 6 |  | CT or Diesel Rating at ISO (MW) |  |  |  | 171.7 |  | Ancillary Services Net Revenue Components | 0 | STG OEM | GE | ABB | Siemens | Westinghouse | Mitsubishi | Elliott | DeLaval | Other | Not Available
13 | Hydro | 7 |  | Number of CT or Diesel Units |  |  |  | 3 |  | Energy Market Cost Components | 0 | CT Emissions Controls | Water Injection | Steam Injection | Dry Low Nox | Other | None | Not Available
14 | Pumped Storage | 8 |  | STG OEM |  |  |  | GE |  | Other Cost Components | 0 | HRSG Emissions Controls | SCR | CO Catalyst | SCR/CO Catalyst | Urea Injection | Other | None | Not Available
15 | Section 2A - General Unit Data |  |  | STG Capacity (MW) |  |  |  | 390 |  |  |  | Condenser Cooling System | Wet Cooling Tower | Air Condenser | River Water | Cooling Pond | Other | None | Not Available
16 | Date | 2026-07-29 20:27 |  | Number of STG |  |  |  | 1 |  | Notice to the Participant in the Use of this Template |  | TIC | Evaporative | Fogging | Electric Mechanical | Steam Absorption | Wet Compression | Other | None | Not Available
17 | LDA | NA |  | Per HRSG Duct Burner Capacity (MMBTU/Hr) (HHV) |  |  |  | 30 |  | This work sheet provides the input and calculation template used in the development of the |  | Boiler OEM | Foster Wheeler | Babcock Wilcox | Combustion Engineering | Zurn | Other | Not Available
18 | ORG_ID | Optional |  | CT/Diesel Nox Control Type |  |  |  | Dry Low Nox |  | default Avoidable Cost Rate ("ACR") for a particular technology. The user is advised |  | Boiler Design Configuration | Front Wall Fired | Tangential Fired | Down Fired | Other | None | Not Available
19 | Unit ID | Optional |  | CT/Diesel Exhaust Nox Control |  |  |  | SCR |  | to save the spreadsheet under a new file name prior to making input changes. |  | Boiler Nox Control | Low Nox Burners | Flue Gas Recirculation | Overfire Air | Urea Injection | SCR | Other | None | Not Available
20 | Plant Commercial Operation Year | 2003 |  | HRSG HP Pressure/Temperature |  |  |  | 2,000/1,000 |  | Be advised that the final template used for uploading of a unit ACR to PJM may be slightly |  | Particulate Control | Cyclones | Wet Scrubber | ESP | Bag House | Other | None | Not Available
21 | Capacity Planning Year (Start June 1 to Finish May 31) | 2007 |  | HRSG Reheat Pressure/Temperature |  |  |  | 600/1,000 |  | different in format and will require the user to transfer data onto the final ACR |  | SO2 Control | Wet Scrubber | Dry Injection | Other | None | Not Available
22 | Age of Plant | 4 |  | Average Steam Export Flow to Host (Lbs/Hr) |  |  |  | NA |  | template prior to uploading to PJM. Instructions on the use of the final template
23 | Net Plant Heat Rate (BTU/kWh) (HHV) | 7050 |  | Average Electric Export Flow to Host (MW) |  |  |  | NA |  | will be made available to the participant. |  | LDA
24 | Current Plant Value ($Million) | 500 |  | Condenser Cooling System |  |  |  | Wet Cooling Tower |  |  |  | MAAC Region and APS
25 | Plant Value ($/kW) | 564.9718 |  | Turbine Inlet Air Cooling Technology (TIC) |  |  |  | Evaporative |  |  |  | ComEd, AEP, Dayton, Dominion and Duquesne
26 | ICAP (MW) | 885 |  | Target Inlet Temperature if Mechanical TIC |  |  |  | NA |  |  |  | Eastern MAAC
27 | EFORd | 0 | [9 empty] | Southwestern MAAC
28 | UCAP (MW) | 885 | [9 empty] | NA
29 | ACR ICAP Based | 20.2539 | [9 empty] | Section 3B - Boiler - Steam Turbine Plant Technical Information |  |  |  | Section 3C - Hydro and Pumped Storage
30 | ACR UCAP Based | 20.2539 | [9 empty] | Primary Fuel |  |  | Coal | Turbine OEM |  |  | DeLaval
31 | [11 empty] | Back Up Fuel |  |  | No. 2 Oil | Number of Turbines |  |  | 1
32 | Section 13 - Avoidable Cost Rate (ARC) Calculation ($/MW-Day) (ICAP BASED) | [10 empty] | Boiler OEM |  |  | Foster Wheeler | Turbine Capacity (MW) |  |  | 20
33 | Avoidable Cost Rate = | [ 1.10 x | ( AOML + | AAE + | AME + | AVE + | ATFI + | ACC + | ACLE ) + | APIR ] |  | Boiler Design Configuration |  |  | Front Wall Fired | Pump OEM |  |  | DeLaval
34 | 20.2539 | 1.1 | 5.1046 | 2.3306 | 3.0648 | 2.085 | 5.4756 | 0.0097516 | 0.23682 | 0.11609 |  | Boiler HP Steam Rating (Lbs/Hr) |  |  | 1800000 | Number of Pumps |  |  | 1
35 | [11 empty] | Number of Boilers |  |  | 4
36 | Section 12 - Summary (ICAP Basis) | [10 empty] | Boiler HP Pressure/Temperature |  |  | 2,000/1,000
37 | Fixed Operating Expenses | In Capacity Market | Base ($/MW-Yr) | Base ($/MW-Day) | Not in Market | % Avoidable | Avoidable | Avoidable ($/MW-Yr) | Avoidable ($/MW-Day) |  |  | Boiler Reheat Pressure/Temperature |  |  | 600/1,000
38 | Operations and Maintenance Labor (AOML) | 1984320 | 2242.1695 | 6.1429 | 335400 | 83.1% | 1648920 | 1863.1864 | 5.1046 |  |  | Fuel Input at Rated Capacity (MMBTU/Hr) (HHV) |  |  | 6239.25
39 | Administrative Expenses (AAE) | 898250 | 1014.9718 | 2.7807 | 145414.2367 | 83.81% | 752835.7633 | 850.6619 | 2.3306 |  |  | STG OEM |  |  | GE
40 | Maintenance Expenses (AME) | 1100000 | 1242.9379 | 3.4053 | 110000 | 90% | 990000 | 1118.6441 | 3.0648 |  |  | STG Capacity (MW) |  |  | 255.5
41 | Variable Expenses (AVE) | 1035000 | 1169.4915 | 3.2041 | 361500 | 65.07% | 673500 | 761.0169 | 2.085 |  |  | STG Water Rate (Lbs/kWh) |  |  | 7.045
42 | Taxes Fees and Insurance (ATFI) | 3725000 | 4209.0395 | 11.5316 | 1956250 | 47.48% | 1768750 | 1998.5876 | 5.4756 |  |  | Primary Boiler Nox Control |  |  | Low Nox Burners
43 | Carrying Charges (ACC) | 213500 | 241.2429 | 0.66094 | 210350 | 1.475% | 3150 | 3.5593 | 0.0097516 |  |  | Secondary Boiler Nox Control |  |  | Overfire Air
44 | Corporate Level Expenses (ACLE) | 90000 | 101.6949 | 0.27862 | 13500 | 85% | 76500 | 86.4407 | 0.23682 |  |  | Primary Particulate Control |  |  | Cyclones
45 | Project Investment Recovery Rate (APIR) | 37500 | 42.3729 | 0.11609 | 0 | 100% | 37500 | 42.3729 | 0.11609 |  |  | Secondary Particulate Control |  |  | ESP
46 | Total | 9083570 | 10263.9209 | 28.1203 | 3132414.2367 | 65.52% | 5951155.7633 | 6724.4698 | 18.4232 |  |  | Tertiary Particulate Control |  |  | Bag House
47 | [11 empty] | SO2 Control |  |  | Dry Injection
48 | Section 4 - Operations and Maintenance Labor (AOML) | Base | % Avoidable | Avoidable | Base Staffing | $/Staff -Year | Section 11A - Project Investment - PI |  |  |  |  | Number of STG |  |  | 1
49 | Operations and Maintenance | 1984320 | 83.1% | 1648920 | 24 | 82680 | Equipment Cost |  | 300000 |  |  | Condenser Cooling System |  |  | Wet Cooling Tower
50 | Section 5 - Administrative Expense (AAE) | Base | % Avoidable | Avoidable | Base Staffing | $/Staff -Year | Installation Cost
51 | Administrative Salaries | 668250 | 83.84% | 560250 | 7 | 95464.2857 | Interconnection Costs
52 | Employee Expenses | 30000 | 83.1% | 24929.2453 |  |  | Equipment Spares
53 | Environmental Fees | 50000 | 75% | 37500 |  |  | Mobilization and Startup
54 | Safety & Operator Training | 30000 | 83.1% | 24929.2453 |  |  | Land Purchases
55 | Office Supplies | 15000 | 83.84% | 12575.7576 |  |  | Development Expenses
56 | Communications | 30000 | 83.84% | 25151.5152 |  |  | Legal Fees
57 | Annual Plant Tests, Inspections & Analysis | 75000 | 90% | 67500 |  |  | Air, EIS, Land Use & FERC Permits
58 | Total | 898250 | 83.81% | 752835.7633 |  |  | Interest During Construction
59 | Section 6 - Maintenance Expense (AME) (Non-CDTF) | Base | % Avoidable | Avoidable |  |  | Owners Contingency
60 | Maintenance Parts | 750000 | 90% | 675000 |  |  | Total Project Investment |  | 300000
61 | Maintenance Contract Services | 300000 | 90% | 270000 |  |  | Age of Plant |  | 4
62 | Chemicals & Materials Consumed | 15000 | 90% | 13500 |  |  | Remaining Life of Plant |  | 20
63 | Rented Equipment | 35000 | 90% | 31500 |  |  | Entitled Plant CRF |  | 0.125
64 | Total | 1100000 | 90% | 990000 |  |  | Project Investment Recovery Rate |  | 37500
65 | Section 7 - Variable Expense (AVE) (Non-CDTF) | Base | % Avoidable | Avoidable |  |  | Age of Existing Units (Years) | Remaining Life of Plant (Years) | Current Levelized CRF
66 | Water Treatment Chemicals | 300000 | 90% | 270000 |  |  | 1 to 5 | 20 | 0.125
67 | Lubricants | 15000 | 90% | 13500 |  |  | 6 to 10 | 15 | 0.146
68 | Water (Not for Power Generation) | 15000 | 50% | 7500 |  |  | 11 to 15 | 10 | 0.198
69 | Gas (Not for Power Generation) | 30000 | 50% | 15000 |  |  | 16 Plus | 5 | 0.363
70 | Electric (Not for Power Generation) | 600000 | 50% | 300000 |  |  | CapEx | 4 | 0.45
71 | Waste Water Treatment | 75000 | 90% | 67500 |  |  | 40 Plus | 1 | 1.1
72 | Total | 1035000 | 65.07% | 673500
73 | Section 8 - Taxes Fees and Insurance (ATFI) | Base | % Avoidable | Avoidable |  |  | Section 9A - Liquid Fuel Inventory
74 | Annual Insurance Premium | 2750000 | 60% | 1650000 |  |  | Inventory (Days) |  | 0
75 | Permits and Licensing Fees | 125000 | 75% | 93750 |  |  | Oil Heating Value (BTU/Gallon) |  | 141000
76 | Site Security and Utilities | 100000 | 25% | 25000 |  |  | Burn Rate (Gallons/Hr) |  | 44250
77 | Annual Property Tax Payment | 750000 | 0% | 0 |  |  | Gallons In Inventory |  | 0
78 | Total | 3725000 | 47.48% | 1768750 |  |  | Oil Price ($/Gallon) (Delivered) |  | 1.82
79 | Section 9 - Carrying Charges (ACC) | Base | % Avoidable | Avoidable |  |  | Section 9B - Coal Inventory
80 | Spare Parts Inventory | 3000000 | 0% | 0 |  |  | Inventory (Days) |  | 0
81 | Fuel Inventory | 0 | 10% | 0 |  |  | Coal Heating Value (BTU/Lb) |  | 12500
82 | Other Inventory | 50000 | 90% | 45000 |  |  | Burn Rate (Tons/Hr) |  | 249.57
83 | Total | 3050000 | 1.475% | 45000 |  |  | Tons In Inventory |  | 0
84 | Carrying Cost Rate (%) | 7% |  |  |  |  | Coal Price ($/Ton) (Delivered) |  | 51
85 | Carrying Cost | 213500 | 1.475% | 3150 |  |  | Fuel Heating Values (BTU/Gallon)
86 | Section 10 - Corporate Level Expenses (ACLE) | Base | % Avoidable | Avoidable |  |  | Kero |  | 137000
87 | Legal Services | 30000 | 90% | 27000 |  |  | No. 2 Oil |  | 141000
88 | Environmental Reporting | 30000 | 75% | 22500 |  |  | No. 6 Oil |  | 150000
89 | Procurement Expenses | 30000 | 90% | 27000
90 | Total | 90000 | 85% | 76500
91 | Section 11 - Project Investment Recovery Rate (APIR) | Base | % Avoidable | Avoidable
92 | Project Investment Recovery Rate | 37500 | 100% | 37500

## CC NUG Cogen Frame B or E
1 | PJM RPM DEFAULT AVOIDABLE COST RATE PROXY |  |  |  |  | Based on 2005 data not escalated to 2006
2 | CATEGORY - COMBINED CYCLE |  |  |  |  | Instructions to Participant
3 | SUB CATEGORY - NUG COGENERATION FRAME B OR E TECHNOLOGY |  |  |  |  | Participant to complete all cells in blue text.
4 | 2026-07-29 20:27 |  |  |  |  | Cells in black text are calculated values
5 | Generation owners should provide 2006 data. If 2006 data is not available in a timely manner to meet the February deadline, generation owners may provide an estimate of 2006 data based on 2005 data adjusted with the identified escalation factor.
6 | Section 1 - Power Plant Technology | 2 |  | Section 3A - Simple Cycle CT, Diesel or Combined Cycle Technical Information | [5 empty] | Section 2B - Non Avoidable Cost Data |  | Technology Options Located in Section 3 Drop Downs
7 | Combustion Turbine - Diesel | 1 |  | Primary Fuel |  |  |  | Gas |  | Transistion Adder ($/MW-Day) | 0 | Primary Fuels | Gas | Landfill Gas | Kero | No. 2 Oil | No. 6 Oil | Coal | Waste Coal | MSW | Biomass
8 | Combined Cycle | 2 |  | Back Up Fuel |  |  |  | No. 2 Oil |  | Opportunity Cost (MW) | 0 | CT Backup Fuels | Gas | Kero | No. 2 Oil | None
9 | Oil or Gas Steam | 3 |  | On Site Natural Gas Compression |  |  |  | Yes |  | Opportunity Cost ($/MW-Day) | 0 | Steam Backup Fuels | Gas | Kero | No. 2 Oil | No. 6 Oil | None
10 | Sub-Critical Coal | 4 |  | CT or Diesel OEM |  |  |  | GE |  | Opportunity Cost Justification | Alphanumeric - 50 | Compressors | Yes | No | Not Available
11 | Super-Critical Coal | 5 |  | CT or Diesel Model |  |  |  | PG7121EA |  | Energy Market Net Revenue Components | 0 | CT Diesel OEM | GE | ABB | Siemens | Westinghouse | Pratt & Whitney | Solar | Caterpillar | Other | Not Available
12 | Waste Coal | 6 |  | CT or Diesel Rating at ISO (MW) |  |  |  | 80 |  | Ancillary Services Net Revenue Components | 0 | STG OEM | GE | ABB | Siemens | Westinghouse | Mitsubishi | Elliott | DeLaval | Other | Not Available
13 | Hydro | 7 |  | Number of CT or Diesel Units |  |  |  | 1 |  | Energy Market Cost Components | 0 | CT Emissions Controls | Water Injection | Steam Injection | Dry Low Nox | Other | None | Not Available
14 | Pumped Storage | 8 |  | STG OEM |  |  |  | GE |  | Other Cost Components | 0 | HRSG Emissions Controls | SCR | CO Catalyst | SCR/CO Catalyst | Urea Injection | Other | None | Not Available
15 | Section 2A - General Unit Data |  |  | STG Capacity (MW) |  |  |  | 45 |  |  |  | Condenser Cooling System | Wet Cooling Tower | Air Condenser | River Water | Cooling Pond | Other | None | Not Available
16 | Date | 2026-07-29 20:27 |  | Number of STG |  |  |  | 1 |  | Notice to the Participant in the Use of this Template |  | TIC | Evaporative | Fogging | Electric Mechanical | Steam Absorption | Wet Compression | Other | None | Not Available
17 | LDA | NA |  | Per HRSG Duct Burner Capacity (MMBTU/Hr) (HHV) |  |  |  | 30 |  | This work sheet provides the input and calculation template used in the development of the |  | Boiler OEM | Foster Wheeler | Babcock Wilcox | Combustion Engineering | Zurn | Other | Not Available
18 | ORG_ID | Optional |  | CT/Diesel Nox Control Type |  |  |  | Dry Low Nox |  | default Avoidable Cost Rate ("ACR") for a particular technology. The user is advised |  | Boiler Design Configuration | Front Wall Fired | Tangential Fired | Down Fired | Other | None | Not Available
19 | Unit ID | Optional |  | CT/Diesel Exhaust Nox Control |  |  |  | SCR |  | to save the spreadsheet under a new file name prior to making input changes. |  | Boiler Nox Control | Low Nox Burners | Flue Gas Recirculation | Overfire Air | Urea Injection | SCR | Other | None | Not Available
20 | Plant Commercial Operation Year | 1989 |  | HRSG HP Pressure/Temperature |  |  |  | 750/750 |  | Be advised that the final template used for uploading of a unit ACR to PJM may be slightly |  | Particulate Control | Cyclones | Wet Scrubber | ESP | Bag House | Other | None | Not Available
21 | Capacity Planning Year (Start June 1 to Finish May 31) | 2007 |  | HRSG Reheat Pressure/Temperature |  |  |  | NA |  | different in format and will require the user to transfer data onto the final ACR |  | SO2 Control | Wet Scrubber | Dry Injection | Other | None | Not Available
22 | Age of Plant | 18 |  | Average Steam Export Flow to Host (Lbs/Hr) |  |  |  | NA |  | template prior to uploading to PJM. Instructions on the use of the final template
23 | Net Plant Heat Rate (BTU/kWh) (HHV) | 8500 |  | Average Electric Export Flow to Host (MW) |  |  |  | NA |  | will be made available to the participant. |  | LDA
24 | Current Plant Value ($Million) | 125 |  | Condenser Cooling System |  |  |  | Wet Cooling Tower |  |  |  | MAAC Region and APS
25 | Plant Value ($/kW) | 1000 |  | Turbine Inlet Air Cooling Technology (TIC) |  |  |  | None |  |  |  | ComEd, AEP, Dayton, Dominion and Duquesne
26 | ICAP (MW) | 125 |  | Target Inlet Temperature if Mechanical TIC |  |  |  | NA |  |  |  | Eastern MAAC
27 | EFORd | 0 | [9 empty] | Southwestern MAAC
28 | UCAP (MW) | 125 | [9 empty] | NA
29 | ACR ICAP Based | 86.9689 | [9 empty] | Section 3B - Boiler - Steam Turbine Plant Technical Information |  |  |  | Section 3C - Hydro and Pumped Storage
30 | ACR UCAP Based | 86.9689 | [9 empty] | Primary Fuel |  |  | Coal | Turbine OEM |  |  | DeLaval
31 | [11 empty] | Back Up Fuel |  |  | No. 2 Oil | Number of Turbines |  |  | 1
32 | Section 13 - Avoidable Cost Rate (ARC) Calculation ($/MW-Day) (ICAP BASED) | [10 empty] | Boiler OEM |  |  | Foster Wheeler | Turbine Capacity (MW) |  |  | 20
33 | Avoidable Cost Rate = | [ 1.10 x | ( AOML + | AAE + | AME + | AVE + | ATFI + | ACC + | ACLE ) + | APIR ] |  | Boiler Design Configuration |  |  | Front Wall Fired | Pump OEM |  |  | DeLaval
34 | 86.9689 | 1.1 | 25.4387 | 7.1268 | 25.3479 | 6.1151 | 12.0548 | 0.13552 | 1.3973 | 1.5912 |  | Boiler HP Steam Rating (Lbs/Hr) |  |  | 1800000 | Number of Pumps |  |  | 1
35 | [11 empty] | Number of Boilers |  |  | 4
36 | Section 12 - Summary (ICAP Basis) | [10 empty] | Boiler HP Pressure/Temperature |  |  | 2,000/1,000
37 | Fixed Operating Expenses | In Capacity Market | Base ($/MW-Yr) | Base ($/MW-Day) | Not in Market | % Avoidable | Avoidable | Avoidable ($/MW-Yr) | Avoidable ($/MW-Day) |  |  | Boiler Reheat Pressure/Temperature |  |  | 600/1,000
38 | Operations and Maintenance Labor (AOML) | 1581840 | 12654.72 | 34.6705 | 421200 | 73.37% | 1160640 | 9285.12 | 25.4387 |  |  | Fuel Input at Rated Capacity (MMBTU/Hr) (HHV) |  |  | 1062.5
39 | Administrative Expenses (AAE) | 529500 | 4236 | 11.6055 | 204341.3872 | 61.41% | 325158.6128 | 2601.2689 | 7.1268 |  |  | STG OEM |  |  | GE
40 | Maintenance Expenses (AME) | 1285000 | 10280 | 28.1644 | 128500 | 90% | 1156500 | 9252 | 25.3479 |  |  | STG Capacity (MW) |  |  | 255.5
41 | Variable Expenses (AVE) | 470000 | 3760 | 10.3014 | 191000 | 59.36% | 279000 | 2232 | 6.1151 |  |  | STG Water Rate (Lbs/kWh) |  |  | 7.045
42 | Taxes Fees and Insurance (ATFI) | 1200000 | 9600 | 26.3014 | 650000 | 45.83% | 550000 | 4400 | 12.0548 |  |  | Primary Boiler Nox Control |  |  | Low Nox Burners
43 | Carrying Charges (ACC) | 117830.8511 | 942.6468 | 2.5826 | 111647.766 | 5.247% | 6183.0851 | 49.4647 | 0.13552 |  |  | Secondary Boiler Nox Control |  |  | Overfire Air
44 | Corporate Level Expenses (ACLE) | 75000 | 600 | 1.6438 | 11250 | 85% | 63750 | 510 | 1.3973 |  |  | Primary Particulate Control |  |  | Cyclones
45 | Project Investment Recovery Rate (APIR) | 72600 | 580.8 | 1.5912 | 0 | 100% | 72600 | 580.8 | 1.5912 |  |  | Secondary Particulate Control |  |  | ESP
46 | Total | 5331770.8511 | 42654.1668 | 116.8607 | 1717939.1532 | 67.78% | 3613831.6979 | 28910.6536 | 79.2073 |  |  | Tertiary Particulate Control |  |  | Bag House
47 | [11 empty] | SO2 Control |  |  | Dry Injection
48 | Section 4 - Operations and Maintenance Labor (AOML) | Base | % Avoidable | Avoidable | Base Staffing | $/Staff -Year | Section 11A - Project Investment - PI |  |  |  |  | Number of STG |  |  | 1
49 | Operations and Maintenance | 1581840 | 73.37% | 1160640 | 19 | 83254.7368 | Equipment Cost |  | 200000 |  |  | Condenser Cooling System |  |  | Wet Cooling Tower
50 | Section 5 - Administrative Expense (AAE) | Base | % Avoidable | Avoidable | Base Staffing | $/Staff -Year | Installation Cost
51 | Administrative Salaries | 364500 | 55.56% | 202500 | 4 | 91125 | Interconnection Costs
52 | Employee Expenses | 25000 | 73.37% | 18343.1953 |  |  | Equipment Spares
53 | Environmental Fees | 25000 | 75% | 18750 |  |  | Mobilization and Startup
54 | Safety & Operator Training | 25000 | 73.37% | 18343.1953 |  |  | Land Purchases
55 | Office Supplies | 15000 | 55.56% | 8333.3333 |  |  | Development Expenses
56 | Communications | 25000 | 55.56% | 13888.8889 |  |  | Legal Fees
57 | Annual Plant Tests, Inspections & Analysis | 50000 | 90% | 45000 |  |  | Air, EIS, Land Use & FERC Permits
58 | Total | 529500 | 61.41% | 325158.6128 |  |  | Interest During Construction
59 | Section 6 - Maintenance Expense (AME) (Non-CDTF) | Base | % Avoidable | Avoidable |  |  | Owners Contingency
60 | Maintenance Parts | 750000 | 90% | 675000 |  |  | Total Project Investment |  | 200000
61 | Maintenance Contract Services | 500000 | 90% | 450000 |  |  | Age of Plant |  | 18
62 | Chemicals & Materials Consumed | 10000 | 90% | 9000 |  |  | Remaining Life of Plant |  | 5
63 | Rented Equipment | 25000 | 90% | 22500 |  |  | Entitled Plant CRF |  | 0.363
64 | Total | 1285000 | 90% | 1156500 |  |  | Project Investment Recovery Rate |  | 72600
65 | Section 7 - Variable Expense (AVE) (Non-CDTF) | Base | % Avoidable | Avoidable |  |  | Age of Existing Units (Years) | Remaining Life of Plant (Years) | Current Levelized CRF
66 | Water Treatment Chemicals | 300000 | 60% | 180000 |  |  | 1 to 5 | 20 | 0.125
67 | Lubricants | 10000 | 90% | 9000 |  |  | 6 to 10 | 15 | 0.146
68 | Water (Not for Power Generation) | 10000 | 50% | 5000 |  |  | 11 to 15 | 10 | 0.198
69 | Gas (Not for Power Generation) | 25000 | 50% | 12500 |  |  | 16 Plus | 5 | 0.363
70 | Electric (Not for Power Generation) | 100000 | 50% | 50000 |  |  | CapEx | 4 | 0.45
71 | Waste Water Treatment | 25000 | 90% | 22500 |  |  | 40 Plus | 1 | 1.1
72 | Total | 470000 | 59.36% | 279000
73 | Section 8 - Taxes Fees and Insurance (ATFI) | Base | % Avoidable | Avoidable |  |  | Section 9A - Liquid Fuel Inventory
74 | Annual Insurance Premium | 750000 | 60% | 450000 |  |  | Inventory (Days) |  | 2
75 | Permits and Licensing Fees | 100000 | 75% | 75000 |  |  | Oil Heating Value (BTU/Gallon) |  | 141000
76 | Site Security and Utilities | 100000 | 25% | 25000 |  |  | Burn Rate (Gallons/Hr) |  | 7535.461
77 | Annual Property Tax Payment | 250000 | 0% | 0 |  |  | Gallons In Inventory |  | 361702.1277
78 | Total | 1200000 | 45.83% | 550000 |  |  | Oil Price ($/Gallon) (Delivered) |  | 1.82
79 | Section 9 - Carrying Charges (ACC) | Base | % Avoidable | Avoidable |  |  | Section 9B - Coal Inventory
80 | Spare Parts Inventory | 1000000 | 0% | 0 |  |  | Inventory (Days) |  | 0
81 | Fuel Inventory | 658297.8723 | 10% | 65829.7872 |  |  | Coal Heating Value (BTU/Lb) |  | 12500
82 | Other Inventory | 25000 | 90% | 22500 |  |  | Burn Rate (Tons/Hr) |  | 42.5
83 | Total | 1683297.8723 | 5.247% | 88329.7872 |  |  | Tons In Inventory |  | 0
84 | Carrying Cost Rate (%) | 7% |  |  |  |  | Coal Price ($/Ton) (Delivered) |  | 51
85 | Carrying Cost | 117830.8511 | 5.247% | 6183.0851 |  |  | Fuel Heating Values (BTU/Gallon)
86 | Section 10 - Corporate Level Expenses (ACLE) | Base | % Avoidable | Avoidable |  |  | Kero |  | 137000
87 | Legal Services | 25000 | 90% | 22500 |  |  | No. 2 Oil |  | 141000
88 | Environmental Reporting | 25000 | 75% | 18750 |  |  | No. 6 Oil |  | 150000
89 | Procurement Expenses | 25000 | 90% | 22500
90 | Total | 75000 | 85% | 63750
91 | Section 11 - Project Investment Recovery Rate (APIR) | Base | % Avoidable | Avoidable
92 | Project Investment Recovery Rate | 72600 | 100% | 72600

## Oil & Gas Fired Steam
1 | PJM RPM DEFAULT AVOIDABLE COST RATE PROXY |  |  |  |  | Based on 2005 data not escalated to 2006
2 | CATEGORY - OIL AND GAS STEAM |  |  |  |  | Instructions to Participant
3 | ONE OR MORE UNITS AT ONE SITE |  |  |  |  | Participant to complete all cells in blue text.
4 | 2026-07-29 20:27 |  |  |  |  | Cells in black text are calculated values
5 | Generation owners should provide 2006 data. If 2006 data is not available in a timely manner to meet the February deadline, generation owners may provide an estimate of 2006 data based on 2005 data adjusted with the identified escalation factor.
6 | Section 1 - Power Plant Technology | 3 |  |  | Section 3B - Boiler - Steam Turbine Plant Technical Information |  |  |  |  | Section 2B - Non Avoidable Cost Data |  | Technology Options Located in Section 3 Drop Downs
7 | Combustion Turbine - Diesel | 1 |  |  | Primary Fuel |  |  | No. 6 Oil |  | Transistion Adder ($/MW-Day) | 0 | Primary Fuels | Gas | Landfill Gas | Kero | No. 2 Oil | No. 6 Oil | Coal | Waste Coal | MSW | Biomass
8 | Combined Cycle | 2 |  |  | Back Up Fuel |  |  | Gas |  | Opportunity Cost (MW) | 0 | CT Backup Fuels | Gas | Kero | No. 2 Oil | None
9 | Oil or Gas Steam | 3 |  |  | Boiler OEM |  |  | Foster Wheeler |  | Opportunity Cost ($/MW-Day) | 0 | Steam Backup Fuels | Gas | Kero | No. 2 Oil | No. 6 Oil | None
10 | Sub-Critical Coal | 4 |  |  | Boiler Design Configuration |  |  | Front Wall Fired |  | Opportunity Cost Justification | Alphanumeric - 50 | Compressors | Yes | No | Not Available
11 | Super-Critical Coal | 5 |  |  | Boiler HP Steam Rating (Lbs/Hr) |  |  | 1000000 |  | Energy Market Net Revenue Components | 0 | CT Diesel OEM | GE | ABB | Siemens | Westinghouse | Pratt & Whitney | Solar | Caterpillar | Other | Not Available
12 | Waste Coal | 6 |  |  | Number of Boilers |  |  | 2 |  | Ancillary Services Net Revenue Components | 0 | STG OEM | GE | ABB | Siemens | Westinghouse | Mitsubishi | Elliott | DeLaval | Other | Not Available
13 | Hydro | 7 |  |  | Boiler HP Pressure/Temperature |  |  | 1,800/950 |  | Energy Market Cost Components | 0 | CT Emissions Controls | Water Injection | Steam Injection | Dry Low Nox | Other | None | Not Available
14 | Pumped Storage | 8 |  |  | Boiler Reheat Pressure/Temperature |  |  | NA |  | Other Cost Components | 0 | HRSG Emissions Controls | SCR | CO Catalyst | SCR/CO Catalyst | Urea Injection | Other | None | Not Available
15 | Section 2A - General Unit Data |  |  |  | Fuel Input at Rated Capacity (MMBTU/Hr) (HHV) |  |  | 3625 |  |  |  | Condenser Cooling System | Wet Cooling Tower | Air Condenser | River Water | Cooling Pond | Other | None | Not Available
16 | Date | 2026-07-29 20:27 |  |  | STG OEM |  |  | GE |  | Notice to the Participant in the Use of this Template |  | TIC | Evaporative | Fogging | Electric Mechanical | Steam Absorption | Wet Compression | Other | None | Not Available
17 | LDA | NA |  |  | STG Capacity (MW) |  |  | 125 |  | This work sheet provides the input and calculation template used in the development of the |  | Boiler OEM | Foster Wheeler | Babcock Wilcox | Combustion Engineering | Zurn | Other | Not Available
18 | ORG_ID | Optional |  |  | STG Water Rate (Lbs/kWh) |  |  | 8 |  | default Avoidable Cost Rate ("ACR") for a particular technology. The user is advised |  | Boiler Design Configuration | Front Wall Fired | Tangential Fired | Down Fired | Other | None | Not Available
19 | Unit ID | Optional |  |  | Primary Boiler Nox Control |  |  | Low Nox Burners |  | to save the spreadsheet under a new file name prior to making input changes. |  | Boiler Nox Control | Low Nox Burners | Flue Gas Recirculation | Overfire Air | Urea Injection | SCR | Other | None | Not Available
20 | Plant Commercial Operation Year | 1955 |  |  | Secondary Boiler Nox Control |  |  | Overfire Air |  | Be advised that the final template used for uploading of a unit ACR to PJM may be slightly |  | Particulate Control | Cyclones | Wet Scrubber | ESP | Bag House | Other | None | Not Available
21 | Capacity Planning Year (Start June 1 to Finish May 31) | 2007 |  |  | Primary Particulate Control |  |  | Cyclones |  | different in format and will require the user to transfer data onto the final ACR |  | SO2 Control | Wet Scrubber | Dry Injection | Other | None | Not Available
22 | Age of Plant | 52 |  |  | Secondary Particulate Control |  |  | ESP |  | template prior to uploading to PJM. Instructions on the use of the final template
23 | Net Plant Heat Rate (BTU/kWh) (HHV) | 14500 |  |  | Tertiary Particulate Control |  |  | None |  | will be made available to the participant. |  | LDA
24 | Current Plant Value ($Million) | 75 |  |  | SO2 Control |  |  | None |  |  |  | MAAC Region and APS
25 | Plant Value ($/kW) | 300 |  |  | Number of STG |  |  | 2 |  |  |  | ComEd, AEP, Dayton, Dominion and Duquesne
26 | ICAP (MW) | 250 |  |  | Condenser Cooling System |  |  | Wet Cooling Tower |  |  |  | Eastern MAAC
27 | EFORd | 0 | [9 empty] | Southwestern MAAC
28 | UCAP (MW) | 250 | [9 empty] | NA
29 | ACR ICAP Based | 49.3469 | [9 empty] | Section 3A - Simple Cycle CT, Diesel or Combined Cycle Technical Information |  |  |  | Section 3C - Hydro and Pumped Storage
30 | ACR UCAP Based | 49.3469 | [9 empty] | Primary Fuel |  |  | Gas | Turbine OEM |  |  | DeLaval
31 | [11 empty] | Back Up Fuel |  |  | None | Number of Turbines |  |  | 1
32 | Section 13 - Avoidable Cost Rate (ARC) Calculation ($/MW-Day) (ICAP BASED) | [10 empty] | On Site Natural Gas Compression |  |  | No | Turbine Capacity (MW) |  |  | 20
33 | Avoidable Cost Rate = | [ 1.10 x | ( AOML + | AAE + | AME + | AVE + | ATFI + | ACC + | ACLE ) + | APIR ] |  | CT or Diesel OEM |  |  | GE | Pump OEM |  |  | DeLaval
34 | 49.3469 | 1.1 | 18.361 | 6.1633 | 10.2575 | 4.4493 | 2.7945 | 1.5529 | 0.5589 | 0.79562 |  | CT or Diesel Model |  |  | PG7241FA | Number of Pumps |  |  | 1
35 | [11 empty] | CT or Diesel Rating at ISO (MW) |  |  | 171.7
36 | Section 12 - Summary (ICAP Basis) | [10 empty] | Number of CT or Diesel Units |  |  | 3
37 | Fixed Operating Expenses | In Capacity Market | Base ($/MW-Yr) | Base ($/MW-Day) | Not in Market | % Avoidable | Avoidable | Avoidable ($/MW-Yr) | Avoidable ($/MW-Day) |  |  | STG OEM |  |  | GE
38 | Operations and Maintenance Labor (AOML) | 2221440 | 8885.76 | 24.3445 | 546000 | 75.42% | 1675440 | 6701.76 | 18.361 |  |  | STG Capacity (MW) |  |  | 390
39 | Administrative Expenses (AAE) | 702500 | 2810 | 7.6986 | 140095.4053 | 80.06% | 562404.5947 | 2249.6184 | 6.1633 |  |  | Number of STG |  |  | 1
40 | Maintenance Expenses (AME) | 1040000 | 4160 | 11.3973 | 104000 | 90% | 936000 | 3744 | 10.2575 |  |  | Per HRSG Duct Burner Capacity (MMBTU/Hr) (HHV) |  |  | 30
41 | Variable Expenses (AVE) | 560000 | 2240 | 6.137 | 154000 | 72.5% | 406000 | 1624 | 4.4493 |  |  | CT/Diesel Nox Control Type |  |  | Dry Low Nox
42 | Taxes Fees and Insurance (ATFI) | 600000 | 2400 | 6.5753 | 345000 | 42.5% | 255000 | 1020 | 2.7945 |  |  | CT/Diesel Exhaust Nox Control |  |  | SCR
43 | Carrying Charges (ACC) | 225690 | 902.76 | 2.4733 | 83985 | 62.79% | 141705 | 566.82 | 1.5529 |  |  | HRSG HP Pressure/Temperature |  |  | 2,000/1,000
44 | Corporate Level Expenses (ACLE) | 60000 | 240 | 0.65753 | 9000 | 85% | 51000 | 204 | 0.5589 |  |  | HRSG Reheat Pressure/Temperature |  |  | 600/1,000
45 | Project Investment Recovery Rate (APIR) | 72600 | 290.4 | 0.79562 | 0 | 100% | 72600 | 290.4 | 0.79562 |  |  | Average Steam Export Flow to Host (Lbs/Hr) |  |  | NA
46 | Total | 5482230 | 21928.92 | 60.0792 | 1382080.4053 | 74.79% | 4100149.5947 | 16400.5984 | 44.9331 |  |  | Average Electric Export Flow to Host (MW) |  |  | NA
47 | [11 empty] | Condenser Cooling System |  |  | Wet Cooling Tower
48 | Section 4 - Operations and Maintenance Labor (AOML) | Base | % Avoidable | Avoidable | Base Staffing | $/Staff -Year | Section 11A - Project Investment - PI |  |  |  |  | Turbine Inlet Air Cooling Technology (TIC) |  |  | Evaporative
49 | Operations and Maintenance | 2221440 | 75.42% | 1675440 | 27 | 82275.5556 | Equipment Cost |  | 200000 |  |  | Target Inlet Temperature if Mechanical TIC |  |  | NA
50 | Section 5 - Administrative Expense (AAE) | Base | % Avoidable | Avoidable | Base Staffing | $/Staff -Year | Installation Cost
51 | Administrative Salaries | 472500 | 79.64% | 376312.5 | 5 | 94500 | Interconnection Costs
52 | Employee Expenses | 30000 | 75.42% | 22626.4045 |  |  | Equipment Spares
53 | Environmental Fees | 50000 | 75% | 37500 |  |  | Mobilization and Startup
54 | Safety & Operator Training | 30000 | 75.42% | 22626.4045 |  |  | Land Purchases
55 | Office Supplies | 15000 | 79.64% | 11946.4286 |  |  | Development Expenses
56 | Communications | 30000 | 79.64% | 23892.8571 |  |  | Legal Fees
57 | Annual Plant Tests, Inspections & Analysis | 75000 | 90% | 67500 |  |  | Air, EIS, Land Use & FERC Permits
58 | Total | 702500 | 80.06% | 562404.5947 |  |  | Interest During Construction
59 | Section 6 - Maintenance Expense (AME) (Non-CDTF) | Base | % Avoidable | Avoidable |  |  | Owners Contingency
60 | Maintenance Parts | 750000 | 90% | 675000 |  |  | Total Project Investment |  | 200000
61 | Maintenance Contract Services | 250000 | 90% | 225000 |  |  | Age of Plant |  | 52
62 | Chemicals & Materials Consumed | 15000 | 90% | 13500 |  |  | Remaining Life of Plant |  | 5
63 | Rented Equipment | 25000 | 90% | 22500 |  |  | Entitled Plant CRF |  | 0.363
64 | Total | 1040000 | 90% | 936000 |  |  | Project Investment Recovery Rate |  | 72600
65 | Section 7 - Variable Expense (AVE) (Non-CDTF) | Base | % Avoidable | Avoidable |  |  | Age of Existing Units (Years) | Remaining Life of Plant (Years) | Current Levelized CRF
66 | Water Treatment Chemicals | 225000 | 90% | 202500 |  |  | 1 to 5 | 20 | 0.125
67 | Lubricants | 15000 | 90% | 13500 |  |  | 6 to 10 | 15 | 0.146
68 | Water (Not for Power Generation) | 15000 | 50% | 7500 |  |  | 11 to 15 | 10 | 0.198
69 | Gas (Not for Power Generation) | 30000 | 50% | 15000 |  |  | 16 Plus | 5 | 0.363
70 | Electric (Not for Power Generation) | 200000 | 50% | 100000 |  |  | CapEx | 4 | 0.45
71 | Waste Water Treatment | 75000 | 90% | 67500 |  |  | 40 Plus | 1 | 1.1
72 | Total | 560000 | 72.5% | 406000
73 | Section 8 - Taxes Fees and Insurance (ATFI) | Base | % Avoidable | Avoidable |  |  | Section 9A - Liquid Fuel Inventory
74 | Annual Insurance Premium | 300000 | 60% | 180000 |  |  | Inventory (Days) |  | 4
75 | Permits and Licensing Fees | 75000 | 75% | 56250 |  |  | Oil Heating Value (BTU/Gallon) |  | 150000
76 | Site Security and Utilities | 75000 | 25% | 18750 |  |  | Burn Rate (Gallons/Hr) |  | 24166.6667
77 | Annual Property Tax Payment | 150000 | 0% | 0 |  |  | Gallons In Inventory |  | 2320000
78 | Total | 600000 | 42.5% | 255000 |  |  | Oil Price ($/Gallon) (Delivered) |  | 1.06
79 | Section 9 - Carrying Charges (ACC) | Base | % Avoidable | Avoidable |  |  | Section 9B - Coal Inventory
80 | Spare Parts Inventory | 500000 | 0% | 0 |  |  | Inventory (Days) |  | 0
81 | Fuel Inventory | 2459200 | 75% | 1844400 |  |  | Coal Heating Value (BTU/Lb) |  | 12500
82 | Other Inventory | 50000 | 90% | 45000 |  |  | Burn Rate (Tons/Hr) |  | 145
83 | Total | 3009200 | 62.79% | 1889400 |  |  | Tons In Inventory |  | 0
84 | Carrying Cost Rate (%) | 7.5% |  |  |  |  | Coal Price ($/Ton) (Delivered) |  | 51
85 | Carrying Cost | 225690 | 62.79% | 141705 |  |  | Fuel Heating Values (BTU/Gallon)
86 | Section 10 - Corporate Level Expenses (ACLE) | Base | % Avoidable | Avoidable |  |  | Kero |  | 137000
87 | Legal Services | 20000 | 90% | 18000 |  |  | No. 2 Oil |  | 141000
88 | Environmental Reporting | 20000 | 75% | 15000 |  |  | No. 6 Oil |  | 150000
89 | Procurement Expenses | 20000 | 90% | 18000
90 | Total | 60000 | 85% | 51000
91 | Section 11 - Project Investment Recovery Rate (APIR) | Base | % Avoidable | Avoidable
92 | Project Investment Recovery Rate | 72600 | 100% | 72600

## Sub-Critical Coal to 500 MW
1 | PJM RPM DEFAULT AVOIDABLE COST RATE PROXY |  |  |  |  | Based on 2005 data not escalated to 2006
2 | CATEGORY - COAL |  |  |  |  | Instructions to Participant
3 | SUB CATEGORY - SUB-CRITICAL COAL |  |  |  |  | Participant to complete all cells in blue text.
4 | 2026-07-29 20:27 |  |  |  |  | Cells in black text are calculated values
5 | Generation owners should provide 2006 data. If 2006 data is not available in a timely manner to meet the February deadline, generation owners may provide an estimate of 2006 data based on 2005 data adjusted with the identified escalation factor.
6 | Section 1 - Power Plant Technology | 4 |  |  | Section 3B - Boiler - Steam Turbine Plant Technical Information |  |  |  |  | Section 2B - Non Avoidable Cost Data |  | Technology Options Located in Section 3 Drop Downs
7 | Combustion Turbine - Diesel | 1 |  |  | Primary Fuel |  |  | Coal |  | Transistion Adder ($/MW-Day) | 0 | Primary Fuels | Gas | Landfill Gas | Kero | No. 2 Oil | No. 6 Oil | Coal | Waste Coal | MSW | Biomass
8 | Combined Cycle | 2 |  |  | Back Up Fuel |  |  | No. 2 Oil |  | Opportunity Cost (MW) | 0 | CT Backup Fuels | Gas | Kero | No. 2 Oil | None
9 | Oil or Gas Steam | 3 |  |  | Boiler OEM |  |  | Foster Wheeler |  | Opportunity Cost ($/MW-Day) | 0 | Steam Backup Fuels | Gas | Kero | No. 2 Oil | No. 6 Oil | None
10 | Sub-Critical Coal | 4 |  |  | Boiler Design Configuration |  |  | Front Wall Fired |  | Opportunity Cost Justification | Alphanumeric - 50 | Compressors | Yes | No | Not Available
11 | Super-Critical Coal | 5 |  |  | Boiler HP Steam Rating (Lbs/Hr) |  |  | 3800000 |  | Energy Market Net Revenue Components | 0 | CT Diesel OEM | GE | ABB | Siemens | Westinghouse | Pratt & Whitney | Solar | Caterpillar | Other | Not Available
12 | Waste Coal | 6 |  |  | Number of Boilers |  |  | 1 |  | Ancillary Services Net Revenue Components | 0 | STG OEM | GE | ABB | Siemens | Westinghouse | Mitsubishi | Elliott | DeLaval | Other | Not Available
13 | Hydro | 7 |  |  | Boiler HP Pressure/Temperature |  |  | 2,600/1,000 |  | Energy Market Cost Components | 0 | CT Emissions Controls | Water Injection | Steam Injection | Dry Low Nox | Other | None | Not Available
14 | Pumped Storage | 8 |  |  | Boiler Reheat Pressure/Temperature |  |  | 400/1,000 |  | Other Cost Components | 0 | HRSG Emissions Controls | SCR | CO Catalyst | SCR/CO Catalyst | Urea Injection | Other | None | Not Available
15 | Section 2A - General Unit Data |  |  |  | Fuel Input at Rated Capacity (MMBTU/Hr) (HHV) |  |  | 5125 |  |  |  | Condenser Cooling System | Wet Cooling Tower | Air Condenser | River Water | Cooling Pond | Other | None | Not Available
16 | Date | 2026-07-29 20:27 |  |  | STG OEM |  |  | GE |  | Notice to the Participant in the Use of this Template |  | TIC | Evaporative | Fogging | Electric Mechanical | Steam Absorption | Wet Compression | Other | None | Not Available
17 | LDA | NA |  |  | STG Capacity (MW) |  |  | 525 |  | This work sheet provides the input and calculation template used in the development of the |  | Boiler OEM | Foster Wheeler | Babcock Wilcox | Combustion Engineering | Zurn | Other | Not Available
18 | ORG_ID | Optional |  |  | STG Water Rate (Lbs/kWh) |  |  | 7.2381 |  | default Avoidable Cost Rate ("ACR") for a particular technology. The user is advised |  | Boiler Design Configuration | Front Wall Fired | Tangential Fired | Down Fired | Circ. Fluid Bed | Other | None | Not Available
19 | Unit ID | Optional |  |  | Primary Boiler Nox Control |  |  | Low Nox Burners |  | to save the spreadsheet under a new file name prior to making input changes. |  | Boiler Nox Control | Low Nox Burners | Flue Gas Recirculation | Overfire Air | Urea Injection | SCR | Other | None | Not Available
20 | Plant Commercial Operation Year | 1968 |  |  | Secondary Boiler Nox Control |  |  | Overfire Air |  | Be advised that the final template used for uploading of a unit ACR to PJM may be slightly |  | Particulate Control | Cyclones | Wet Scrubber | ESP | Bag House | Other | None | Not Available
21 | Capacity Planning Year (Start June 1 to Finish May 31) | 2007 |  |  | Primary Particulate Control |  |  | Cyclones |  | different in format and will require the user to transfer data onto the final ACR |  | SO2 Control | Wet Scrubber | Dry Injection | Other | None | Not Available
22 | Age of Plant | 39 |  |  | Secondary Particulate Control |  |  | Bag House |  | template prior to uploading to PJM. Instructions on the use of the final template
23 | Net Plant Heat Rate (BTU/kWh) (HHV) | 10250 |  |  | Tertiary Particulate Control |  |  | ESP |  | will be made available to the participant. |  | LDA
24 | Current Plant Value ($Million) | 375 |  |  | SO2 Control |  |  | Dry Injection |  |  |  | MAAC Region and APS
25 | Plant Value ($/kW) | 750 |  |  | Number of STG |  |  | 1 |  |  |  | ComEd, AEP, Dayton, Dominion and Duquesne
26 | ICAP (MW) | 500 |  |  | Condenser Cooling System |  |  | River Water |  |  |  | Eastern MAAC
27 | EFORd | 0 | [9 empty] | Southwestern MAAC
28 | UCAP (MW) | 500 | [9 empty] | NA
29 | ACR ICAP Based | 129.0127
30 | ACR UCAP Based | 129.0127 | [9 empty] | Section 3A - Simple Cycle CT, Diesel or Combined Cycle Technical Information
31 | [11 empty] | Primary Fuel |  |  |  | Gas
32 | Section 13 - Avoidable Cost Rate (ARC) Calculation ($/MW-Day) (ICAP BASED) | [10 empty] | Back Up Fuel |  |  |  | None
33 | Avoidable Cost Rate = | [ 1.10 x | ( AOML + | AAE + | AME + | AVE + | ATFI + | ACC + | ACLE ) + | APIR ] |  | On Site Natural Gas Compression |  |  |  | Yes
34 | 129.0127 | 1.1 | 53.2024 | 16.2667 | 30.9452 | 4.4795 | 5.8904 | 2.4111 | 0.69863 | 3.7295 |  | CT or Diesel OEM |  |  |  | GE
35 | [11 empty] | CT or Diesel Model |  |  |  | PG7241FA
36 | Section 12 - Summary (ICAP Basis) | [10 empty] | CT or Diesel Rating at ISO (MW) |  |  |  | 171.7
37 | Fixed Operating Expenses | In Capacity Market | Base ($/MW-Yr) | Base ($/MW-Day) | Not in Market | % Avoidable | Avoidable | Avoidable ($/MW-Yr) | Avoidable ($/MW-Day) |  |  | Number of CT or Diesel Units |  |  |  | 2
38 | Operations and Maintenance Labor (AOML) | 10944960 | 21889.92 | 59.9724 | 1235520 | 88.71% | 9709440 | 19418.88 | 53.2024 |  |  | STG OEM |  |  |  | GE
39 | Administrative Expenses (AAE) | 3292500 | 6585 | 18.0411 | 323835.1474 | 90.16% | 2968664.8526 | 5937.3297 | 16.2667 |  |  | STG Capacity (MW) |  |  |  | 200
40 | Maintenance Expenses (AME) | 6275000 | 12550 | 34.3836 | 627500 | 90% | 5647500 | 11295 | 30.9452 |  |  | Number of STG |  |  |  | 1
41 | Variable Expenses (AVE) | 1195000 | 2390 | 6.5479 | 377500 | 68.41% | 817500 | 1635 | 4.4795 |  |  | Per HRSG Duct Burner Capacity (MMBTU/Hr) (HHV) |  |  |  | 30
42 | Taxes Fees and Insurance (ATFI) | 2800000 | 5600 | 15.3425 | 1725000 | 38.39% | 1075000 | 2150 | 5.8904 |  |  | CT/Diesel Nox Control Type |  |  |  | Water Injection
43 | Carrying Charges (ACC) | 761000.0851 | 1522.0002 | 4.1699 | 320975.0213 | 57.82% | 440025.0638 | 880.0501 | 2.4111 |  |  | CT/Diesel Exhaust Nox Control |  |  |  | SCR
44 | Corporate Level Expenses (ACLE) | 150000 | 300 | 0.82192 | 22500 | 85% | 127500 | 255 | 0.69863 |  |  | HRSG HP Pressure/Temperature |  |  |  | 2,000/1,000
45 | Project Investment Recovery Rate (APIR) | 680625 | 1361.25 | 3.7295 | 0 | 100% | 680625 | 1361.25 | 3.7295 |  |  | HRSG Reheat Pressure/Temperature |  |  |  | 600/1,000
46 | Total | 26099085.0851 | 52198.1702 | 143.0087 | 4632830.1686 | 82.25% | 21466254.9165 | 42932.5098 | 117.6233 |  |  | Average Steam Export Flow to Host (Lbs/Hr) |  |  |  | NA
47 | [11 empty] | Average Electric Export Flow to Host (MW) |  |  |  | NA
48 | Section 4 - Operations and Maintenance Labor (AOML) | Base | % Avoidable | Avoidable | Base Staffing | $/Staff -Year | Section 11A - Project Investment - PI |  |  |  |  | Condenser Cooling System |  |  |  | Wet Cooling Tower
49 | Operations and Maintenance | 10944960 | 88.71% | 9709440 | 144 | 76006.6667 | Equipment Cost |  | 1875000 |  |  | Turbine Inlet Air Cooling Technology (TIC) |  |  |  | Evaporative
50 | Section 5 - Administrative Expense (AAE) | Base | % Avoidable | Avoidable | Base Staffing | $/Staff -Year | Installation Cost |  | 0 |  |  | Target Inlet Temperature if Mechanical TIC |  |  |  | NA
51 | Administrative Salaries | 2392500 | 91.52% | 2189500 | 24 | 99687.5 | Interconnection Costs |  | 0 |  |  | Section 3C - Hydro and Pumped Storage
52 | Employee Expenses | 150000 | 88.71% | 133067.2748 |  |  | Equipment Spares |  | 0 |  |  | Turbine OEM |  |  | DeLaval
53 | Environmental Fees | 200000 | 75% | 150000 |  |  | Mobilization and Startup |  | 0 |  |  | Number of Turbines |  |  | 1
54 | Safety & Operator Training | 150000 | 88.71% | 133067.2748 |  |  | Land Purchases |  | 0 |  |  | Turbine Capacity (MW) |  |  | 20
55 | Office Supplies | 50000 | 91.52% | 45757.5758 |  |  | Development Expenses |  | 0 |  |  | Pump OEM |  |  | DeLaval
56 | Communications | 150000 | 91.52% | 137272.7273 |  |  | Legal Fees |  | 0 |  |  | Number of Pumps |  |  | 1
57 | Annual Plant Tests, Inspections & Analysis | 200000 | 90% | 180000 |  |  | Air, EIS, Land Use & FERC Permits |  | 0
58 | Total | 3292500 | 90.16% | 2968664.8526 |  |  | Interest During Construction |  | 0
59 | Section 6 - Maintenance Expense (AME) (Non-CDTF) | Base | % Avoidable | Avoidable |  |  | Owners Contingency |  | 0
60 | Maintenance Parts | 4000000 | 90% | 3600000 |  |  | Total Project Investment |  | 1875000
61 | Maintenance Contract Services | 2000000 | 90% | 1800000 |  |  | Age of Plant |  | 39
62 | Chemicals & Materials Consumed | 125000 | 90% | 112500 |  |  | Remaining Life of Plant |  | 5
63 | Rented Equipment | 150000 | 90% | 135000 |  |  | Entitled Plant CRF |  | 0.363
64 | Total | 6275000 | 90% | 5647500 |  |  | Project Investment Recovery Rate |  | 680625
65 | Section 7 - Variable Expense (AVE) (Non-CDTF) | Base | % Avoidable | Avoidable |  |  | Age of Existing Units (Years) | Remaining Life of Plant (Years) | Current Levelized CRF
66 | Water Treatment Chemicals | 300000 | 90% | 270000 |  |  | 1 to 5 | 20 | 0.125
67 | Lubricants | 50000 | 90% | 45000 |  |  | 6 to 10 | 15 | 0.146
68 | Water (Not for Power Generation) | 20000 | 50% | 10000 |  |  | 11 to 15 | 10 | 0.198
69 | Gas (Not for Power Generation) | 125000 | 50% | 62500 |  |  | 16 Plus | 5 | 0.363
70 | Electric (Not for Power Generation) | 500000 | 50% | 250000 |  |  | CapEx | 4 | 0.45
71 | Waste Water Treatment | 200000 | 90% | 180000 |  |  | 40 Plus | 1 | 1.1
72 | Total | 1195000 | 68.41% | 817500
73 | Section 8 - Taxes Fees and Insurance (ATFI) | Base | % Avoidable | Avoidable |  |  | Section 9A - Liquid Fuel Inventory
74 | Annual Insurance Premium | 1500000 | 60% | 900000 |  |  | Inventory (Days) |  | 0.5
75 | Permits and Licensing Fees | 200000 | 75% | 150000 |  |  | Oil Heating Value (BTU/Gallon) |  | 141000
76 | Site Security and Utilities | 100000 | 25% | 25000 |  |  | Burn Rate (Gallons/Hr) |  | 36347.5177
77 | Annual Property Tax Payment | 1000000 | 0% | 0 |  |  | Gallons In Inventory |  | 436170.2128
78 | Total | 2800000 | 38.39% | 1075000 |  |  | Oil Price ($/Gallon) (Delivered) |  | 1.82
79 | Section 9 - Carrying Charges (ACC) | Base | % Avoidable | Avoidable |  |  | Section 9B - Coal Inventory
80 | Spare Parts Inventory | 2500000 | 0% | 0 |  |  | Inventory (Days) |  | 30
81 | Fuel Inventory | 8321429.7872 | 75% | 6241072.3404 |  |  | Coal Heating Value (BTU/Lb) |  | 12500
82 | Other Inventory | 50000 | 90% | 45000 |  |  | Burn Rate (Tons/Hr) |  | 205
83 | Total | 10871429.7872 | 57.82% | 6286072.3404 |  |  | Tons In Inventory |  | 147600
84 | Carrying Cost Rate (%) | 7% |  |  |  |  | Coal Price ($/Ton) (Delivered) |  | 51
85 | Carrying Cost | 761000.0851 | 57.82% | 440025.0638 |  |  | Fuel Heating Values (BTU/Gallon)
86 | Section 10 - Corporate Level Expenses (ACLE) | Base | % Avoidable | Avoidable |  |  | Kero |  | 137000
87 | Legal Services | 50000 | 90% | 45000 |  |  | No. 2 Oil |  | 141000
88 | Environmental Reporting | 50000 | 75% | 37500 |  |  | No. 6 Oil |  | 150000
89 | Procurement Expenses | 50000 | 90% | 45000
90 | Total | 150000 | 85% | 127500
91 | Section 11 - Project Investment Recovery Rate (APIR) | Base | % Avoidable | Avoidable
92 | Project Investment Recovery Rate | 680625 | 100% | 680625

## Super-Critical Coal to 600 MW
1 | PJM RPM DEFAULT AVOIDABLE COST RATE PROXY |  |  |  |  | Based on 2005 data not escalated to 2006
2 | CATEGORY - COAL |  |  |  |  | Instructions to Participant
3 | SUB CATEGORY - SUPER CRITICAL COAL |  |  |  |  | Participant to complete all cells in blue text.
4 | 2026-07-29 20:27 |  |  |  |  | Cells in black text are calculated values
5 | Generation owners should provide 2006 data. If 2006 data is not available in a timely manner to meet the February deadline, generation owners may provide an estimate of 2006 data based on 2005 data adjusted with the identified escalation factor.
6 | Section 1 - Power Plant Technology | 5 |  |  | Section 3B - Boiler - Steam Turbine Plant Technical Information |  |  |  |  | Section 2B - Non Avoidable Cost Data |  | Technology Options Located in Section 3 Drop Downs
7 | Combustion Turbine - Diesel | 1 |  |  | Primary Fuel |  |  | Coal |  | Transistion Adder ($/MW-Day) | 0 | Primary Fuels | Gas | Landfill Gas | Kero | No. 2 Oil | No. 6 Oil | Coal | Waste Coal | MSW | Biomass
8 | Combined Cycle | 2 |  |  | Back Up Fuel |  |  | No. 2 Oil |  | Opportunity Cost (MW) | 0 | CT Backup Fuels | Gas | Kero | No. 2 Oil | None
9 | Oil or Gas Steam | 3 |  |  | Boiler OEM |  |  | Foster Wheeler |  | Opportunity Cost ($/MW-Day) | 0 | Steam Backup Fuels | Gas | Kero | No. 2 Oil | No. 6 Oil | None
10 | Sub-Critical Coal | 4 |  |  | Boiler Design Configuration |  |  | Front Wall Fired |  | Opportunity Cost Justification | Alphanumeric - 50 | Compressors | Yes | No | Not Available
11 | Super-Critical Coal | 5 |  |  | Boiler HP Steam Rating (Lbs/Hr) |  |  | 4000000 |  | Energy Market Net Revenue Components | 0 | CT Diesel OEM | GE | ABB | Siemens | Westinghouse | Pratt & Whitney | Solar | Caterpillar | Other | Not Available
12 | Waste Coal | 6 |  |  | Number of Boilers |  |  | 1 |  | Ancillary Services Net Revenue Components | 0 | STG OEM | GE | ABB | Siemens | Westinghouse | Mitsubishi | Elliott | DeLaval | Other | Not Available
13 | Hydro | 7 |  |  | Boiler HP Pressure/Temperature |  |  | 3,600/1,050 |  | Energy Market Cost Components | 0 | CT Emissions Controls | Water Injection | Steam Injection | Dry Low Nox | Other | None | Not Available
14 | Pumped Storage | 8 |  |  | Boiler Reheat Pressure/Temperature |  |  | 500/1,050 |  | Other Cost Components | 0 | HRSG Emissions Controls | SCR | CO Catalyst | SCR/CO Catalyst | Urea Injection | Other | None | Not Available
15 | Section 2A - General Unit Data |  |  |  | Fuel Input at Rated Capacity (MMBTU/Hr) (HHV) |  |  | 5910 |  |  |  | Condenser Cooling System | Wet Cooling Tower | Air Condenser | River Water | Cooling Pond | Other | None | Not Available
16 | Date | 2026-07-29 20:27 |  |  | STG OEM |  |  | GE |  | Notice to the Participant in the Use of this Template |  | TIC | Evaporative | Fogging | Electric Mechanical | Steam Absorption | Wet Compression | Other | None | Not Available
17 | LDA | NA |  |  | STG Capacity (MW) |  |  | 630 |  | This work sheet provides the input and calculation template used in the development of the |  | Boiler OEM | Foster Wheeler | Babcock Wilcox | Combustion Engineering | Zurn | Other | Not Available
18 | ORG_ID | Optional |  |  | STG Water Rate (Lbs/kWh) |  |  | 6.3492 |  | default Avoidable Cost Rate ("ACR") for a particular technology. The user is advised |  | Boiler Design Configuration | Front Wall Fired | Tangential Fired | Down Fired | Circ. Fluid Bed | Other | None | Not Available
19 | Unit ID | Optional |  |  | Primary Boiler Nox Control |  |  | Low Nox Burners |  | to save the spreadsheet under a new file name prior to making input changes. |  | Boiler Nox Control | Low Nox Burners | Flue Gas Recirculation | Overfire Air | Urea Injection | SCR | Other | None | Not Available
20 | Plant Commercial Operation Year | 1968 |  |  | Secondary Boiler Nox Control |  |  | Overfire Air |  | Be advised that the final template used for uploading of a unit ACR to PJM may be slightly |  | Particulate Control | Cyclones | Wet Scrubber | ESP | Bag House | Other | None | Not Available
21 | Capacity Planning Year (Start June 1 to Finish May 31) | 2007 |  |  | Primary Particulate Control |  |  | Cyclones |  | different in format and will require the user to transfer data onto the final ACR |  | SO2 Control | Wet Scrubber | Dry Injection | Other | None | Not Available
22 | Age of Plant | 39 |  |  | Secondary Particulate Control |  |  | Bag House |  | template prior to uploading to PJM. Instructions on the use of the final template
23 | Net Plant Heat Rate (BTU/kWh) (HHV) | 9850 |  |  | Tertiary Particulate Control |  |  | ESP |  | will be made available to the participant. |  | LDA
24 | Current Plant Value ($Million) | 400 |  |  | SO2 Control |  |  | Wet Scrubber |  |  |  | MAAC Region and APS
25 | Plant Value ($/kW) | 666.6667 |  |  | Number of STG |  |  | 1 |  |  |  | ComEd, AEP, Dayton, Dominion and Duquesne
26 | ICAP (MW) | 600 |  |  | Condenser Cooling System |  |  | River Water |  |  |  | Eastern MAAC
27 | EFORd | 0 | [9 empty] | Southwestern MAAC
28 | UCAP (MW) | 600 | [9 empty] | NA
29 | ACR ICAP Based | 133.2856
30 | ACR UCAP Based | 133.2856 | [9 empty] | Section 3A - Simple Cycle CT, Diesel or Combined Cycle Technical Information
31 | [11 empty] | Primary Fuel |  |  |  | Gas
32 | Section 13 - Avoidable Cost Rate (ARC) Calculation ($/MW-Day) (ICAP BASED) | [10 empty] | Back Up Fuel |  |  |  | None
33 | Avoidable Cost Rate = | [ 1.10 x | ( AOML + | AAE + | AME + | AVE + | ATFI + | ACC + | ACLE ) + | APIR ] |  | On Site Natural Gas Compression |  |  |  | Yes
34 | 133.2856 | 1.1 | 52.114 | 19.6366 | 32.9795 | 4.9201 | 5.5936 | 2.3292 | 0.58219 | 3.3151 |  | CT or Diesel OEM |  |  |  | GE
35 | [11 empty] | CT or Diesel Model |  |  |  | PG7241FA
36 | Section 12 - Summary (ICAP Basis) | [10 empty] | CT or Diesel Rating at ISO (MW) |  |  |  | 171.7
37 | Fixed Operating Expenses | In Capacity Market | Base ($/MW-Yr) | Base ($/MW-Day) | Not in Market | % Avoidable | Avoidable | Avoidable ($/MW-Yr) | Avoidable ($/MW-Day) |  |  | Number of CT or Diesel Units |  |  |  | 2
38 | Operations and Maintenance Labor (AOML) | 12648480 | 21080.8 | 57.7556 | 1235520 | 90.23% | 11412960 | 19021.6 | 52.114 |  |  | STG OEM |  |  |  | GE
39 | Administrative Expenses (AAE) | 4644500 | 7740.8333 | 21.2078 | 344095.3425 | 92.59% | 4300404.6575 | 7167.3411 | 19.6366 |  |  | STG Capacity (MW) |  |  |  | 200
40 | Maintenance Expenses (AME) | 8025000 | 13375 | 36.6438 | 802500 | 90% | 7222500 | 12037.5 | 32.9795 |  |  | Number of STG |  |  |  | 1
41 | Variable Expenses (AVE) | 1595000 | 2658.3333 | 7.2831 | 517500 | 67.55% | 1077500 | 1795.8333 | 4.9201 |  |  | Per HRSG Duct Burner Capacity (MMBTU/Hr) (HHV) |  |  |  | 30
42 | Taxes Fees and Insurance (ATFI) | 3250000 | 5416.6667 | 14.8402 | 2025000 | 37.69% | 1225000 | 2041.6667 | 5.5936 |  |  | CT/Diesel Nox Control Type |  |  |  | Water Injection
43 | Carrying Charges (ACC) | 888722.0494 | 1481.2034 | 4.0581 | 378630.5123 | 57.4% | 510091.537 | 850.1526 | 2.3292 |  |  | CT/Diesel Exhaust Nox Control |  |  |  | SCR
44 | Corporate Level Expenses (ACLE) | 150000 | 250 | 0.68493 | 22500 | 85% | 127500 | 212.5 | 0.58219 |  |  | HRSG HP Pressure/Temperature |  |  |  | 2,000/1,000
45 | Project Investment Recovery Rate (APIR) | 726000 | 1210 | 3.3151 | 0 | 100% | 726000 | 1210 | 3.3151 |  |  | HRSG Reheat Pressure/Temperature |  |  |  | 600/1,000
46 | Total | 31927702.0494 | 53212.8367 | 145.7886 | 5325745.8549 | 83.32% | 26601956.1945 | 44336.5937 | 121.4701 |  |  | Average Steam Export Flow to Host (Lbs/Hr) |  |  |  | NA
47 | [11 empty] | Average Electric Export Flow to Host (MW) |  |  |  | NA
48 | Section 4 - Operations and Maintenance Labor (AOML) | Base | % Avoidable | Avoidable | Base Staffing | $/Staff -Year | Section 11A - Project Investment - PI |  |  |  |  | Condenser Cooling System |  |  |  | Wet Cooling Tower
49 | Operations and Maintenance | 12648480 | 90.23% | 11412960 | 168 | 75288.5714 | Equipment Cost |  | 2000000 |  |  | Turbine Inlet Air Cooling Technology (TIC) |  |  |  | Evaporative
50 | Section 5 - Administrative Expense (AAE) | Base | % Avoidable | Avoidable | Base Staffing | $/Staff -Year | Installation Cost |  | 0 |  |  | Target Inlet Temperature if Mechanical TIC |  |  |  | NA
51 | Administrative Salaries | 3494500 | 94.19% | 3291500 | 36 | 97069.4444 | Interconnection Costs |  | 0 |  |  | Section 3C - Hydro and Pumped Storage
52 | Employee Expenses | 200000 | 90.23% | 180463.7395 |  |  | Equipment Spares |  | 0 |  |  | Turbine OEM |  |  | DeLaval
53 | Environmental Fees | 250000 | 75% | 187500 |  |  | Mobilization and Startup |  | 0 |  |  | Number of Turbines |  |  | 1
54 | Safety & Operator Training | 200000 | 90.23% | 180463.7395 |  |  | Land Purchases |  | 0 |  |  | Turbine Capacity (MW) |  |  | 20
55 | Office Supplies | 50000 | 94.19% | 47095.4357 |  |  | Development Expenses |  | 0 |  |  | Pump OEM |  |  | DeLaval
56 | Communications | 200000 | 94.19% | 188381.7427 |  |  | Legal Fees |  | 0 |  |  | Number of Pumps |  |  | 1
57 | Annual Plant Tests, Inspections & Analysis | 250000 | 90% | 225000 |  |  | Air, EIS, Land Use & FERC Permits |  | 0
58 | Total | 4644500 | 92.59% | 4300404.6575 |  |  | Interest During Construction |  | 0
59 | Section 6 - Maintenance Expense (AME) (Non-CDTF) | Base | % Avoidable | Avoidable |  |  | Owners Contingency |  | 0
60 | Maintenance Parts | 5000000 | 90% | 4500000 |  |  | Total Project Investment |  | 2000000
61 | Maintenance Contract Services | 2750000 | 90% | 2475000 |  |  | Age of Plant |  | 39
62 | Chemicals & Materials Consumed | 125000 | 90% | 112500 |  |  | Remaining Life of Plant |  | 5
63 | Rented Equipment | 150000 | 90% | 135000 |  |  | Entitled Plant CRF |  | 0.363
64 | Total | 8025000 | 90% | 7222500 |  |  | Project Investment Recovery Rate |  | 726000
65 | Section 7 - Variable Expense (AVE) (Non-CDTF) | Base | % Avoidable | Avoidable |  |  | Age of Existing Units (Years) | Remaining Life of Plant (Years) | Current Levelized CRF
66 | Water Treatment Chemicals | 400000 | 90% | 360000 |  |  | 1 to 5 | 20 | 0.125
67 | Lubricants | 50000 | 90% | 45000 |  |  | 6 to 10 | 15 | 0.146
68 | Water (Not for Power Generation) | 20000 | 50% | 10000 |  |  | 11 to 15 | 10 | 0.198
69 | Gas (Not for Power Generation) | 125000 | 50% | 62500 |  |  | 16 Plus | 5 | 0.363
70 | Electric (Not for Power Generation) | 750000 | 50% | 375000 |  |  | CapEx | 4 | 0.45
71 | Waste Water Treatment | 250000 | 90% | 225000 |  |  | 40 Plus | 1 | 1.1
72 | Total | 1595000 | 67.55% | 1077500
73 | Section 8 - Taxes Fees and Insurance (ATFI) | Base | % Avoidable | Avoidable |  |  | Section 9A - Liquid Fuel Inventory
74 | Annual Insurance Premium | 1750000 | 60% | 1050000 |  |  | Inventory (Days) |  | 0.5
75 | Permits and Licensing Fees | 200000 | 75% | 150000 |  |  | Oil Heating Value (BTU/Gallon) |  | 141000
76 | Site Security and Utilities | 100000 | 25% | 25000 |  |  | Burn Rate (Gallons/Hr) |  | 41914.8936
77 | Annual Property Tax Payment | 1200000 | 0% | 0 |  |  | Gallons In Inventory |  | 502978.7234
78 | Total | 3250000 | 37.69% | 1225000 |  |  | Oil Price ($/Gallon) (Delivered) |  | 1.82
79 | Section 9 - Carrying Charges (ACC) | Base | % Avoidable | Avoidable |  |  | Section 9B - Coal Inventory
80 | Spare Parts Inventory | 3000000 | 0% | 0 |  |  | Inventory (Days) |  | 30
81 | Fuel Inventory | 9596029.2766 | 75% | 7197021.9574 |  |  | Coal Heating Value (BTU/Lb) |  | 12500
82 | Other Inventory | 100000 | 90% | 90000 |  |  | Burn Rate (Tons/Hr) |  | 236.4
83 | Total | 12696029.2766 | 57.4% | 7287021.9574 |  |  | Tons In Inventory |  | 170208
84 | Carrying Cost Rate (%) | 7% |  |  |  |  | Coal Price ($/Ton) (Delivered) |  | 51
85 | Carrying Cost | 888722.0494 | 57.4% | 510091.537 |  |  | Fuel Heating Values (BTU/Gallon)
86 | Section 10 - Corporate Level Expenses (ACLE) | Base | % Avoidable | Avoidable |  |  | Kero |  | 137000
87 | Legal Services | 50000 | 90% | 45000 |  |  | No. 2 Oil |  | 141000
88 | Environmental Reporting | 50000 | 75% | 37500 |  |  | No. 6 Oil |  | 150000
89 | Procurement Expenses | 50000 | 90% | 45000
90 | Total | 150000 | 85% | 127500
91 | Section 11 - Project Investment Recovery Rate (APIR) | Base | % Avoidable | Avoidable
92 | Project Investment Recovery Rate | 726000 | 100% | 726000

## Waste Coal 80 to 100 MW
1 | PJM RPM DEFAULT AVOIDABLE COST RATE PROXY |  |  |  |  | Based on 2005 data not escalated to 2006
2 | CATEGORY - COAL |  |  |  |  | Instructions to Participant
3 | SUB CATEGORY - WASTE COAL 80 to 100 MW |  |  |  |  | Participant to complete all cells in blue text.
4 | 2026-07-29 20:27 |  |  |  |  | Cells in black text are calculated values
5 | Generation owners should provide 2006 data. If 2006 data is not available in a timely manner to meet the February deadline, generation owners may provide an estimate of 2006 data based on 2005 data adjusted with the identified escalation factor.
6 | Section 1 - Power Plant Technology | 6 |  |  | Section 3B - Boiler - Steam Turbine Plant Technical Information |  |  |  |  | Section 2B - Non Avoidable Cost Data |  | Technology Options Located in Section 3 Drop Downs
7 | Combustion Turbine - Diesel | 1 |  |  | Primary Fuel |  |  | Waste Coal |  | Transistion Adder ($/MW-Day) | 0 | Primary Fuels | Gas | Landfill Gas | Kero | No. 2 Oil | No. 6 Oil | Coal | Waste Coal | MSW | Biomass
8 | Combined Cycle | 2 |  |  | Back Up Fuel |  |  | No. 2 Oil |  | Opportunity Cost (MW) | 0 | CT Backup Fuels | Gas | Kero | No. 2 Oil | None
9 | Oil or Gas Steam | 3 |  |  | Boiler OEM |  |  | Foster Wheeler |  | Opportunity Cost ($/MW-Day) | 0 | Steam Backup Fuels | Gas | Kero | No. 2 Oil | No. 6 Oil | None
10 | Sub-Critical Coal | 4 |  |  | Boiler Design Configuration |  |  | Circ. Fluid Bed |  | Opportunity Cost Justification | Alphanumeric - 50 | Compressors | Yes | No | Not Available
11 | Super-Critical Coal | 5 |  |  | Boiler HP Steam Rating (Lbs/Hr) |  |  | 840000 |  | Energy Market Net Revenue Components | 0 | CT Diesel OEM | GE | ABB | Siemens | Westinghouse | Pratt & Whitney | Solar | Caterpillar | Other | Not Available
12 | Waste Coal | 6 |  |  | Number of Boilers |  |  | 2 |  | Ancillary Services Net Revenue Components | 0 | STG OEM | GE | ABB | Siemens | Westinghouse | Mitsubishi | Elliott | DeLaval | Other | Not Available
13 | Hydro | 7 |  |  | Boiler HP Pressure/Temperature |  |  | 1,500/950 |  | Energy Market Cost Components | 0 | CT Emissions Controls | Water Injection | Steam Injection | Dry Low Nox | Other | None | Not Available
14 | Pumped Storage | 8 |  |  | Boiler Reheat Pressure/Temperature |  |  | NA |  | Other Cost Components | 0 | HRSG Emissions Controls | SCR | CO Catalyst | SCR/CO Catalyst | Urea Injection | Other | None | Not Available
15 | Section 2A - General Unit Data |  |  |  | Fuel Input at Rated Capacity (MMBTU/Hr) (HHV) |  |  | 1188 |  |  |  | Condenser Cooling System | Wet Cooling Tower | Air Condenser | River Water | Cooling Pond | Other | None | Not Available
16 | Date | 2026-07-29 20:27 |  |  | STG OEM |  |  | GE |  | Notice to the Participant in the Use of this Template |  | TIC | Evaporative | Fogging | Electric Mechanical | Steam Absorption | Wet Compression | Other | None | Not Available
17 | LDA | NA |  |  | STG Capacity (MW) |  |  | 100 |  | This work sheet provides the input and calculation template used in the development of the |  | Boiler OEM | Foster Wheeler | Babcock Wilcox | Combustion Engineering | Zurn | Other | Not Available
18 | ORG_ID | Optional |  |  | STG Water Rate (Lbs/kWh) |  |  | 8.4 |  | default Avoidable Cost Rate ("ACR") for a particular technology. The user is advised |  | Boiler Design Configuration | Front Wall Fired | Tangential Fired | Down Fired | Circ. Fluid Bed | Other | None | Not Available
19 | Unit ID | Optional |  |  | Primary Boiler Nox Control |  |  | Overfire Air |  | to save the spreadsheet under a new file name prior to making input changes. |  | Boiler Nox Control | Low Nox Burners | Flue Gas Recirculation | Overfire Air | Urea Injection | SCR | Other | None | Not Available
20 | Plant Commercial Operation Year | 1990 |  |  | Secondary Boiler Nox Control |  |  | Urea Injection |  | Be advised that the final template used for uploading of a unit ACR to PJM may be slightly |  | Particulate Control | Cyclones | Wet Scrubber | ESP | Bag House | Other | None | Not Available
21 | Capacity Planning Year (Start June 1 to Finish May 31) | 2007 |  |  | Primary Particulate Control |  |  | Cyclones |  | different in format and will require the user to transfer data onto the final ACR |  | SO2 Control | Wet Scrubber | Dry Injection | Other | None | Not Available
22 | Age of Plant | 17 |  |  | Secondary Particulate Control |  |  | Bag House |  | template prior to uploading to PJM. Instructions on the use of the final template
23 | Net Plant Heat Rate (BTU/kWh) (HHV) | 13500 |  |  | Tertiary Particulate Control |  |  | ESP |  | will be made available to the participant. |  | LDA
24 | Current Plant Value ($Million) | 150 |  |  | SO2 Control |  |  | Dry Injection |  |  |  | MAAC Region and APS
25 | Plant Value ($/kW) | 1704.5455 |  |  | Number of STG |  |  | 1 |  |  |  | ComEd, AEP, Dayton, Dominion and Duquesne
26 | ICAP (MW) | 88 |  |  | Condenser Cooling System |  |  | Wet Cooling Tower |  |  |  | Eastern MAAC
27 | EFORd | 0 | [9 empty] | Southwestern MAAC
28 | UCAP (MW) | 88 | [9 empty] | NA
29 | ACR ICAP Based | 170.1344
30 | ACR UCAP Based | 170.1344 | [9 empty] | Section 3A - Simple Cycle CT, Diesel or Combined Cycle Technical Information
31 | [11 empty] | Primary Fuel |  |  |  | Gas
32 | Section 13 - Avoidable Cost Rate (ARC) Calculation ($/MW-Day) (ICAP BASED) | [10 empty] | Back Up Fuel |  |  |  | None
33 | Avoidable Cost Rate = | [ 1.10 x | ( AOML + | AAE + | AME + | AVE + | ATFI + | ACC + | ACLE ) + | APIR ] |  | On Site Natural Gas Compression |  |  |  | Yes
34 | 170.1344 | 1.1 | 59.6413 | 17.5425 | 44.8319 | 10.3051 | 16.9287 | 0.86487 | 1.9847 | 2.8253 |  | CT or Diesel OEM |  |  |  | GE
35 | [11 empty] | CT or Diesel Model |  |  |  | PG7241FA
36 | Section 12 - Summary (ICAP Basis) | [10 empty] | CT or Diesel Rating at ISO (MW) |  |  |  | 171.7
37 | Fixed Operating Expenses | In Capacity Market | Base ($/MW-Yr) | Base ($/MW-Day) | Not in Market | % Avoidable | Avoidable | Avoidable ($/MW-Yr) | Avoidable ($/MW-Day) |  |  | Number of CT or Diesel Units |  |  |  | 2
38 | Operations and Maintenance Labor (AOML) | 2449200 | 27831.8182 | 76.2516 | 533520 | 78.22% | 1915680 | 21769.0909 | 59.6413 |  |  | STG OEM |  |  |  | GE
39 | Administrative Expenses (AAE) | 722500 | 8210.2273 | 22.4938 | 159034.1219 | 77.99% | 563465.8781 | 6403.0213 | 17.5425 |  |  | STG Capacity (MW) |  |  |  | 200
40 | Maintenance Expenses (AME) | 1600000 | 18181.8182 | 49.8132 | 160000 | 90% | 1440000 | 16363.6364 | 44.8319 |  |  | Number of STG |  |  |  | 1
41 | Variable Expenses (AVE) | 450000 | 5113.6364 | 14.01 | 119000 | 73.56% | 331000 | 3761.3636 | 10.3051 |  |  | Per HRSG Duct Burner Capacity (MMBTU/Hr) (HHV) |  |  |  | 30
42 | Taxes Fees and Insurance (ATFI) | 1125000 | 12784.0909 | 35.0249 | 581250 | 48.33% | 543750 | 6178.9773 | 16.9287 |  |  | CT/Diesel Nox Control Type |  |  |  | Water Injection
43 | Carrying Charges (ACC) | 106339.3532 | 1208.4017 | 3.3107 | 78559.8383 | 26.12% | 27779.5149 | 315.6763 | 0.86487 |  |  | CT/Diesel Exhaust Nox Control |  |  |  | SCR
44 | Corporate Level Expenses (ACLE) | 75000 | 852.2727 | 2.335 | 11250 | 85% | 63750 | 724.4318 | 1.9847 |  |  | HRSG HP Pressure/Temperature |  |  |  | 2,000/1,000
45 | Project Investment Recovery Rate (APIR) | 90750 | 1031.25 | 2.8253 | 0 | 100% | 90750 | 1031.25 | 2.8253 |  |  | HRSG Reheat Pressure/Temperature |  |  |  | 600/1,000
46 | Total | 6618789.3532 | 75213.5154 | 206.0644 | 1642613.9602 | 75.18% | 4976175.393 | 56547.4476 | 154.9245 |  |  | Average Steam Export Flow to Host (Lbs/Hr) |  |  |  | NA
47 | [11 empty] | Average Electric Export Flow to Host (MW) |  |  |  | NA
48 | Section 4 - Operations and Maintenance Labor (AOML) | Base | % Avoidable | Avoidable | Base Staffing | $/Staff -Year | Section 11A - Project Investment - PI |  |  |  |  | Condenser Cooling System |  |  |  | Wet Cooling Tower
49 | Operations and Maintenance | 2449200 | 78.22% | 1915680 | 32 | 76537.5 | Equipment Cost |  | 250000 |  |  | Turbine Inlet Air Cooling Technology (TIC) |  |  |  | Evaporative
50 | Section 5 - Administrative Expense (AAE) | Base | % Avoidable | Avoidable | Base Staffing | $/Staff -Year | Installation Cost |  | 0 |  |  | Target Inlet Temperature if Mechanical TIC |  |  |  | NA
51 | Administrative Salaries | 507500 | 77.14% | 391500 | 5 | 101500 | Interconnection Costs |  | 0 |  |  | Section 3C - Hydro and Pumped Storage
52 | Employee Expenses | 35000 | 78.22% | 27375.7962 |  |  | Equipment Spares |  | 0 |  |  | Turbine OEM |  |  | DeLaval
53 | Environmental Fees | 50000 | 75% | 37500 |  |  | Mobilization and Startup |  | 0 |  |  | Number of Turbines |  |  | 1
54 | Safety & Operator Training | 35000 | 78.22% | 27375.7962 |  |  | Land Purchases |  | 0 |  |  | Turbine Capacity (MW) |  |  | 20
55 | Office Supplies | 15000 | 77.14% | 11571.4286 |  |  | Development Expenses |  | 0 |  |  | Pump OEM |  |  | DeLaval
56 | Communications | 30000 | 77.14% | 23142.8571 |  |  | Legal Fees |  | 0 |  |  | Number of Pumps |  |  | 1
57 | Annual Plant Tests, Inspections & Analysis | 50000 | 90% | 45000 |  |  | Air, EIS, Land Use & FERC Permits |  | 0
58 | Total | 722500 | 77.99% | 563465.8781 |  |  | Interest During Construction |  | 0
59 | Section 6 - Maintenance Expense (AME) (Non-CDTF) | Base | % Avoidable | Avoidable |  |  | Owners Contingency |  | 0
60 | Maintenance Parts | 1000000 | 90% | 900000 |  |  | Total Project Investment |  | 250000
61 | Maintenance Contract Services | 500000 | 90% | 450000 |  |  | Age of Plant |  | 17
62 | Chemicals & Materials Consumed | 50000 | 90% | 45000 |  |  | Remaining Life of Plant |  | 5
63 | Rented Equipment | 50000 | 90% | 45000 |  |  | Entitled Plant CRF |  | 0.363
64 | Total | 1600000 | 90% | 1440000 |  |  | Project Investment Recovery Rate |  | 90750
65 | Section 7 - Variable Expense (AVE) (Non-CDTF) | Base | % Avoidable | Avoidable |  |  | Age of Existing Units (Years) | Remaining Life of Plant (Years) | Current Levelized CRF
66 | Water Treatment Chemicals | 200000 | 90% | 180000 |  |  | 1 to 5 | 20 | 0.125
67 | Lubricants | 15000 | 90% | 13500 |  |  | 6 to 10 | 15 | 0.146
68 | Water (Not for Power Generation) | 10000 | 50% | 5000 |  |  | 11 to 15 | 10 | 0.198
69 | Gas (Not for Power Generation) | 25000 | 50% | 12500 |  |  | 16 Plus | 5 | 0.363
70 | Electric (Not for Power Generation) | 150000 | 50% | 75000 |  |  | CapEx | 4 | 0.45
71 | Waste Water Treatment | 50000 | 90% | 45000 |  |  | 40 Plus | 1 | 1.1
72 | Total | 450000 | 73.56% | 331000
73 | Section 8 - Taxes Fees and Insurance (ATFI) | Base | % Avoidable | Avoidable |  |  | Section 9A - Liquid Fuel Inventory
74 | Annual Insurance Premium | 750000 | 60% | 450000 |  |  | Inventory (Days) |  | 0.5
75 | Permits and Licensing Fees | 100000 | 75% | 75000 |  |  | Oil Heating Value (BTU/Gallon) |  | 141000
76 | Site Security and Utilities | 75000 | 25% | 18750 |  |  | Burn Rate (Gallons/Hr) |  | 8425.5319
77 | Annual Property Tax Payment | 200000 | 0% | 0 |  |  | Gallons In Inventory |  | 101106.383
78 | Total | 1125000 | 48.33% | 543750 |  |  | Oil Price ($/Gallon) (Delivered) |  | 1.82
79 | Section 9 - Carrying Charges (ACC) | Base | % Avoidable | Avoidable |  |  | Section 9B - Coal Inventory
80 | Spare Parts Inventory | 1000000 | 0% | 0 |  |  | Inventory (Days) |  | 15
81 | Fuel Inventory | 469133.617 | 75% | 351850.2128 |  |  | Coal Heating Value (BTU/Lb) |  | 7500
82 | Other Inventory | 50000 | 90% | 45000 |  |  | Burn Rate (Tons/Hr) |  | 79.2
83 | Total | 1519133.617 | 26.12% | 396850.2128 |  |  | Tons In Inventory |  | 28512
84 | Carrying Cost Rate (%) | 7% |  |  |  |  | Coal Price ($/Ton) (Delivered) |  | 10
85 | Carrying Cost | 106339.3532 | 26.12% | 27779.5149 |  |  | Fuel Heating Values (BTU/Gallon)
86 | Section 10 - Corporate Level Expenses (ACLE) | Base | % Avoidable | Avoidable |  |  | Kero |  | 137000
87 | Legal Services | 25000 | 90% | 22500 |  |  | No. 2 Oil |  | 141000
88 | Environmental Reporting | 25000 | 75% | 18750 |  |  | No. 6 Oil |  | 150000
89 | Procurement Expenses | 25000 | 90% | 22500
90 | Total | 75000 | 85% | 63750
91 | Section 11 - Project Investment Recovery Rate (APIR) | Base | % Avoidable | Avoidable
92 | Project Investment Recovery Rate | 90750 | 100% | 90750

## Waste Coal 500 MW
1 | PJM RPM DEFAULT AVOIDABLE COST RATE PROXY |  |  |  |  | Based on 2005 data not escalated to 2006
2 | CATEGORY - COAL |  |  |  |  | Instructions to Participant
3 | SUB CATEGORY - WASTE COAL 500 MW |  |  |  |  | Participant to complete all cells in blue text.
4 | 2026-07-29 20:27 |  |  |  |  | Cells in black text are calculated values
5 | Generation owners should provide 2006 data. If 2006 data is not available in a timely manner to meet the February deadline, generation owners may provide an estimate of 2006 data based on 2005 data adjusted with the identified escalation factor.
6 | Section 1 - Power Plant Technology | 6 |  |  | Section 3B - Boiler - Steam Turbine Plant Technical Information |  |  |  |  | Section 2B - Non Avoidable Cost Data |  | Technology Options Located in Section 3 Drop Downs
7 | Combustion Turbine - Diesel | 1 |  |  | Primary Fuel |  |  | Waste Coal |  | Transistion Adder ($/MW-Day) | 0 | Primary Fuels | Gas | Landfill Gas | Kero | No. 2 Oil | No. 6 Oil | Coal | Waste Coal | MSW | Biomass
8 | Combined Cycle | 2 |  |  | Back Up Fuel |  |  | No. 2 Oil |  | Opportunity Cost (MW) | 0 | CT Backup Fuels | Gas | Kero | No. 2 Oil | None
9 | Oil or Gas Steam | 3 |  |  | Boiler OEM |  |  | Foster Wheeler |  | Opportunity Cost ($/MW-Day) | 0 | Steam Backup Fuels | Gas | Kero | No. 2 Oil | No. 6 Oil | None
10 | Sub-Critical Coal | 4 |  |  | Boiler Design Configuration |  |  | Circ. Fluid Bed |  | Opportunity Cost Justification | Alphanumeric - 50 | Compressors | Yes | No | Not Available
11 | Super-Critical Coal | 5 |  |  | Boiler HP Steam Rating (Lbs/Hr) |  |  | 3800000 |  | Energy Market Net Revenue Components | 0 | CT Diesel OEM | GE | ABB | Siemens | Westinghouse | Pratt & Whitney | Solar | Caterpillar | Other | Not Available
12 | Waste Coal | 6 |  |  | Number of Boilers |  |  | 2 |  | Ancillary Services Net Revenue Components | 0 | STG OEM | GE | ABB | Siemens | Westinghouse | Mitsubishi | Elliott | DeLaval | Other | Not Available
13 | Hydro | 7 |  |  | Boiler HP Pressure/Temperature |  |  | 2,600/1000 |  | Energy Market Cost Components | 0 | CT Emissions Controls | Water Injection | Steam Injection | Dry Low Nox | Other | None | Not Available
14 | Pumped Storage | 8 |  |  | Boiler Reheat Pressure/Temperature |  |  | 600/1000 |  | Other Cost Components | 0 | HRSG Emissions Controls | SCR | CO Catalyst | SCR/CO Catalyst | Urea Injection | Other | None | Not Available
15 | Section 2A - General Unit Data |  |  |  | Fuel Input at Rated Capacity (MMBTU/Hr) (HHV) |  |  | 5070 |  |  |  | Condenser Cooling System | Wet Cooling Tower | Air Condenser | River Water | Cooling Pond | Other | None | Not Available
16 | Date | 2026-07-29 20:27 |  |  | STG OEM |  |  | GE |  | Notice to the Participant in the Use of this Template |  | TIC | Evaporative | Fogging | Electric Mechanical | Steam Absorption | Wet Compression | Other | None | Not Available
17 | LDA | NA |  |  | STG Capacity (MW) |  |  | 540 |  | This work sheet provides the input and calculation template used in the development of the |  | Boiler OEM | Foster Wheeler | Babcock Wilcox | Combustion Engineering | Zurn | Other | Not Available
18 | ORG_ID | Optional |  |  | STG Water Rate (Lbs/kWh) |  |  | 7.037 |  | default Avoidable Cost Rate ("ACR") for a particular technology. The user is advised |  | Boiler Design Configuration | Front Wall Fired | Tangential Fired | Down Fired | Circ. Fluid Bed | Other | None | Not Available
19 | Unit ID | Optional |  |  | Primary Boiler Nox Control |  |  | Overfire Air |  | to save the spreadsheet under a new file name prior to making input changes. |  | Boiler Nox Control | Low Nox Burners | Flue Gas Recirculation | Overfire Air | Urea Injection | SCR | Other | None | Not Available
20 | Plant Commercial Operation Year | 2004 |  |  | Secondary Boiler Nox Control |  |  | Urea Injection |  | Be advised that the final template used for uploading of a unit ACR to PJM may be slightly |  | Particulate Control | Cyclones | Wet Scrubber | ESP | Bag House | Other | None | Not Available
21 | Capacity Planning Year (Start June 1 to Finish May 31) | 2007 |  |  | Primary Particulate Control |  |  | Cyclones |  | different in format and will require the user to transfer data onto the final ACR |  | SO2 Control | Wet Scrubber | Dry Lime Injection | Other | None | Not Available
22 | Age of Plant | 3 |  |  | Secondary Particulate Control |  |  | Bag House |  | template prior to uploading to PJM. Instructions on the use of the final template
23 | Net Plant Heat Rate (BTU/kWh) (HHV) | 9750 |  |  | Tertiary Particulate Control |  |  | ESP |  | will be made available to the participant. |  | LDA
24 | Current Plant Value ($Million) | 800 |  |  | SO2 Control |  |  | Dry Lime Injection |  |  |  | MAAC Region and APS
25 | Plant Value ($/kW) | 1538.4615 |  |  | Number of STG |  |  | 1 |  |  |  | ComEd, AEP, Dayton, Dominion and Duquesne
26 | ICAP (MW) | 520 |  |  | Condenser Cooling System |  |  | Wet Cooling Tower |  |  |  | Eastern MAAC
27 | EFORd | 0 | [9 empty] | Southwestern MAAC
28 | UCAP (MW) | 520 | [9 empty] | NA
29 | ACR ICAP Based | 62.9242
30 | ACR UCAP Based | 62.9242 | [9 empty] | Section 3A - Simple Cycle CT, Diesel or Combined Cycle Technical Information
31 | [11 empty] | Primary Fuel |  |  |  | Gas
32 | Section 13 - Avoidable Cost Rate (ARC) Calculation ($/MW-Day) (ICAP BASED) | [10 empty] | Back Up Fuel |  |  |  | None
33 | Avoidable Cost Rate = | [ 1.10 x | ( AOML + | AAE + | AME + | AVE + | ATFI + | ACC + | ACLE ) + | APIR ] |  | On Site Natural Gas Compression |  |  |  | Yes
34 | 62.9242 | 1.1 | 18.8055 | 4.9066 | 16.3593 | 3.7302 | 11.5911 | 0.98953 | 0.67176 | 0.16465 |  | CT or Diesel OEM |  |  |  | GE
35 | [11 empty] | CT or Diesel Model |  |  |  | PG7241FA
36 | Section 12 - Summary (ICAP Basis) | [10 empty] | CT or Diesel Rating at ISO (MW) |  |  |  | 171.7
37 | Fixed Operating Expenses | In Capacity Market | Base ($/MW-Yr) | Base ($/MW-Day) | Not in Market | % Avoidable | Avoidable | Avoidable ($/MW-Yr) | Avoidable ($/MW-Day) |  |  | Number of CT or Diesel Units |  |  |  | 2
38 | Operations and Maintenance Labor (AOML) | 4102800 | 7890 | 21.6164 | 533520 | 87% | 3569280 | 6864 | 18.8055 |  |  | STG OEM |  |  |  | GE
39 | Administrative Expenses (AAE) | 1099500 | 2114.4231 | 5.7929 | 168222.2098 | 84.7% | 931277.7902 | 1790.9188 | 4.9066 |  |  | STG Capacity (MW) |  |  |  | 200
40 | Maintenance Expenses (AME) | 3450000 | 6634.6154 | 18.177 | 345000 | 90% | 3105000 | 5971.1538 | 16.3593 |  |  | Number of STG |  |  |  | 1
41 | Variable Expenses (AVE) | 920000 | 1769.2308 | 4.8472 | 212000 | 76.96% | 708000 | 1361.5385 | 3.7302 |  |  | Per HRSG Duct Burner Capacity (MMBTU/Hr) (HHV) |  |  |  | 30
42 | Taxes Fees and Insurance (ATFI) | 4200000 | 8076.9231 | 22.1286 | 2000000 | 52.38% | 2200000 | 4230.7692 | 11.5911 |  |  | CT/Diesel Nox Control Type |  |  |  | Water Injection
43 | Carrying Charges (ACC) | 473918.2979 | 911.3813 | 2.4969 | 286104.5745 | 39.63% | 187813.7234 | 361.1802 | 0.98953 |  |  | CT/Diesel Exhaust Nox Control |  |  |  | SCR
44 | Corporate Level Expenses (ACLE) | 150000 | 288.4615 | 0.79031 | 22500 | 85% | 127500 | 245.1923 | 0.67176 |  |  | HRSG HP Pressure/Temperature |  |  |  | 2,000/1,000
45 | Project Investment Recovery Rate (APIR) | 31250 | 60.0962 | 0.16465 | 0 | 100% | 31250 | 60.0962 | 0.16465 |  |  | HRSG Reheat Pressure/Temperature |  |  |  | 600/1,000
46 | Total | 14427468.2979 | 27745.1313 | 76.0141 | 3567346.7843 | 75.27% | 10860121.5136 | 20884.8491 | 57.2188 |  |  | Average Steam Export Flow to Host (Lbs/Hr) |  |  |  | NA
47 | [11 empty] | Average Electric Export Flow to Host (MW) |  |  |  | NA
48 | Section 4 - Operations and Maintenance Labor (AOML) | Base | % Avoidable | Avoidable | Base Staffing | $/Staff -Year | Section 11A - Project Investment - PI |  |  |  |  | Condenser Cooling System |  |  |  | Wet Cooling Tower
49 | Operations and Maintenance | 4102800 | 87% | 3569280 | 53 | 77411.3208 | Equipment Cost |  | 250000 |  |  | Turbine Inlet Air Cooling Technology (TIC) |  |  |  | Evaporative
50 | Section 5 - Administrative Expense (AAE) | Base | % Avoidable | Avoidable | Base Staffing | $/Staff -Year | Installation Cost |  | 0 |  |  | Target Inlet Temperature if Mechanical TIC |  |  |  | NA
51 | Administrative Salaries | 739500 | 84.31% | 623500 | 7 | 105642.8571 | Interconnection Costs |  | 0 |  |  | Section 3C - Hydro and Pumped Storage
52 | Employee Expenses | 60000 | 87% | 52197.7186 |  |  | Equipment Spares |  | 0 |  |  | Turbine OEM |  |  | DeLaval
53 | Environmental Fees | 50000 | 75% | 37500 |  |  | Mobilization and Startup |  | 0 |  |  | Number of Turbines |  |  | 1
54 | Safety & Operator Training | 60000 | 87% | 52197.7186 |  |  | Land Purchases |  | 0 |  |  | Turbine Capacity (MW) |  |  | 20
55 | Office Supplies | 30000 | 84.31% | 25294.1176 |  |  | Development Expenses |  | 0 |  |  | Pump OEM |  |  | DeLaval
56 | Communications | 60000 | 84.31% | 50588.2353 |  |  | Legal Fees |  | 0 |  |  | Number of Pumps |  |  | 1
57 | Annual Plant Tests, Inspections & Analysis | 100000 | 90% | 90000 |  |  | Air, EIS, Land Use & FERC Permits |  | 0
58 | Total | 1099500 | 84.7% | 931277.7902 |  |  | Interest During Construction |  | 0
59 | Section 6 - Maintenance Expense (AME) (Non-CDTF) | Base | % Avoidable | Avoidable |  |  | Owners Contingency |  | 0
60 | Maintenance Parts | 2000000 | 90% | 1800000 |  |  | Total Project Investment |  | 250000
61 | Maintenance Contract Services | 1250000 | 90% | 1125000 |  |  | Age of Plant |  | 3
62 | Chemicals & Materials Consumed | 100000 | 90% | 90000 |  |  | Remaining Life of Plant |  | 20
63 | Rented Equipment | 100000 | 90% | 90000 |  |  | Entitled Plant CRF |  | 0.125
64 | Total | 3450000 | 90% | 3105000 |  |  | Project Investment Recovery Rate |  | 31250
65 | Section 7 - Variable Expense (AVE) (Non-CDTF) | Base | % Avoidable | Avoidable |  |  | Age of Existing Units (Years) | Remaining Life of Plant (Years) | Current Levelized CRF
66 | Water Treatment Chemicals | 500000 | 90% | 450000 |  |  | 1 to 5 | 20 | 0.125
67 | Lubricants | 20000 | 90% | 18000 |  |  | 6 to 10 | 15 | 0.146
68 | Water (Not for Power Generation) | 25000 | 50% | 12500 |  |  | 11 to 15 | 10 | 0.198
69 | Gas (Not for Power Generation) | 25000 | 50% | 12500 |  |  | 16 Plus | 5 | 0.363
70 | Electric (Not for Power Generation) | 250000 | 50% | 125000 |  |  | CapEx | 4 | 0.45
71 | Waste Water Treatment | 100000 | 90% | 90000 |  |  | 40 Plus | 1 | 1.1
72 | Total | 920000 | 76.96% | 708000
73 | Section 8 - Taxes Fees and Insurance (ATFI) | Base | % Avoidable | Avoidable |  |  | Section 9A - Liquid Fuel Inventory
74 | Annual Insurance Premium | 3500000 | 60% | 2100000 |  |  | Inventory (Days) |  | 0.5
75 | Permits and Licensing Fees | 100000 | 75% | 75000 |  |  | Oil Heating Value (BTU/Gallon) |  | 141000
76 | Site Security and Utilities | 100000 | 25% | 25000 |  |  | Burn Rate (Gallons/Hr) |  | 35957.4468
77 | Annual Property Tax Payment | 500000 | 0% | 0 |  |  | Gallons In Inventory |  | 431489.3617
78 | Total | 4200000 | 52.38% | 2200000 |  |  | Oil Price ($/Gallon) (Delivered) |  | 1.82
79 | Section 9 - Carrying Charges (ACC) | Base | % Avoidable | Avoidable |  |  | Section 9B - Coal Inventory
80 | Spare Parts Inventory | 3000000 | 0% | 0 |  |  | Inventory (Days) |  | 30
81 | Fuel Inventory | 3218910.6383 | 75% | 2414182.9787 |  |  | Coal Heating Value (BTU/Lb) |  | 7500
82 | Other Inventory | 100000 | 90% | 90000 |  |  | Burn Rate (Tons/Hr) |  | 338
83 | Total | 6318910.6383 | 39.63% | 2504182.9787 |  |  | Tons In Inventory |  | 243360
84 | Carrying Cost Rate (%) | 7.5% |  |  |  |  | Coal Price ($/Ton) (Delivered) |  | 10
85 | Carrying Cost | 473918.2979 | 39.63% | 187813.7234 |  |  | Fuel Heating Values (BTU/Gallon)
86 | Section 10 - Corporate Level Expenses (ACLE) | Base | % Avoidable | Avoidable |  |  | Kero |  | 137000
87 | Legal Services | 50000 | 90% | 45000 |  |  | No. 2 Oil |  | 141000
88 | Environmental Reporting | 50000 | 75% | 37500 |  |  | No. 6 Oil |  | 150000
89 | Procurement Expenses | 50000 | 90% | 45000
90 | Total | 150000 | 85% | 127500
91 | Section 11 - Project Investment Recovery Rate (APIR) | Base | % Avoidable | Avoidable
92 | Project Investment Recovery Rate | 31250 | 100% | 31250

## Hydro 500 MW
1 | PJM RPM DEFAULT AVOIDABLE COST RATE PROXY |  |  |  |  | Based on 2005 data not escalated to 2006
2 | CATEGORY - HYDRO |  |  |  |  | Instructions to Participant
3 | [5 empty] | Participant to complete all cells in blue text.
4 | 2026-07-29 20:27 |  |  |  |  | Cells in black text are calculated values
5 | Generation owners should provide 2006 data. If 2006 data is not available in a timely manner to meet the February deadline, generation owners may provide an estimate of 2006 data based on 2005 data adjusted with the identified escalation factor.
6 | Section 1 - Power Plant Technology | 3 |  |  | Section 3C - Hydro and Pumped Storage |  |  |  |  | Section 2B - Non Avoidable Cost Data |  | Technology Options Located in Section 3 Drop Downs
7 | Combustion Turbine - Diesel | 1 |  |  | Turbine OEM |  |  | GE |  | Transistion Adder ($/MW-Day) | 0 | Primary Fuels | Gas | Landfill Gas | Kero | No. 2 Oil | No. 6 Oil | Coal | Waste Coal | MSW | Biomass
8 | Combined Cycle | 2 |  |  | Number of Turbines |  |  | 10 |  | Opportunity Cost (MW) | 0 | CT Backup Fuels | Gas | Kero | No. 2 Oil | None
9 | Oil or Gas Steam | 3 |  |  | Turbine Capacity (MW) |  |  | 50 |  | Opportunity Cost ($/MW-Day) | 0 | Steam Backup Fuels | Gas | Kero | No. 2 Oil | No. 6 Oil | None
10 | Sub-Critical Coal | 4 |  |  | Pump OEM |  |  | Not Available |  | Opportunity Cost Justification | Alphanumeric - 50 | Compressors | Yes | No | Not Available
11 | Super-Critical Coal | 5 |  |  | Number of Pumps |  |  | 0 |  | Energy Market Net Revenue Components | 0 | CT Diesel OEM | GE | ABB | Siemens | Westinghouse | Pratt & Whitney | Solar | Caterpillar | Other | Not Available
12 | Waste Coal | 6 | [7 empty] | Ancillary Services Net Revenue Components | 0 | STG OEM | GE | ABB | Siemens | Westinghouse | Mitsubishi | Elliott | DeLaval | Other | Not Available
13 | Hydro | 7 | [7 empty] | Energy Market Cost Components | 0 | CT Emissions Controls | Water Injection | Steam Injection | Dry Low Nox | Other | None | Not Available
14 | Pumped Storage | 8 | [7 empty] | Other Cost Components | 0 | HRSG Emissions Controls | SCR | CO Catalyst | SCR/CO Catalyst | Urea Injection | Other | None | Not Available
15 | Section 2A - General Unit Data | [10 empty] | Condenser Cooling System | Wet Cooling Tower | Air Condenser | River Water | Cooling Pond | Other | None | Not Available
16 | Date | 2026-07-29 20:27 | [7 empty] | Notice to the Participant in the Use of this Template |  | TIC | Evaporative | Fogging | Electric Mechanical | Steam Absorption | Wet Compression | Other | None | Not Available
17 | LDA | NA | [7 empty] | This work sheet provides the input and calculation template used in the development of the |  | Boiler OEM | Foster Wheeler | Babcock Wilcox | Combustion Engineering | Zurn | Other | Not Available
18 | ORG_ID | Optional | [7 empty] | default Avoidable Cost Rate ("ACR") for a particular technology. The user is advised |  | Boiler Design Configuration | Front Wall Fired | Tangential Fired | Down Fired | Other | None | Not Available
19 | Unit ID | Optional | [7 empty] | to save the spreadsheet under a new file name prior to making input changes. |  | Boiler Nox Control | Low Nox Burners | Flue Gas Recirculation | Overfire Air | Urea Injection | SCR | Other | None | Not Available
20 | Plant Commercial Operation Year | 1940 | [7 empty] | Be advised that the final template used for uploading of a unit ACR to PJM may be slightly |  | Particulate Control | Cyclones | Wet Scrubber | ESP | Bag House | Other | None | Not Available
21 | Capacity Planning Year (Start June 1 to Finish May 31) | 2007 | [7 empty] | different in format and will require the user to transfer data onto the final ACR |  | SO2 Control | Wet Scrubber | Dry Injection | Other | None | Not Available
22 | Age of Plant | 67 | [7 empty] | template prior to uploading to PJM. Instructions on the use of the final template
23 | Net Plant Heat Rate (BTU/kWh) (HHV) | 0 | [7 empty] | will be made available to the participant. |  | LDA
24 | Current Plant Value ($Million) | 200 | [9 empty] | MAAC Region and APS
25 | Plant Value ($/kW) | 400 | [9 empty] | ComEd, AEP, Dayton, Dominion and Duquesne
26 | ICAP (MW) | 500 | [9 empty] | Eastern MAAC
27 | EFORd | 0 | [9 empty] | Southwestern MAAC
28 | UCAP (MW) | 500 | [9 empty] | NA
29 | ACR ICAP Based | 53.7361 | [9 empty] | Section 3A - Simple Cycle CT, Diesel or Combined Cycle Technical Information
30 | ACR UCAP Based | 53.7361 | [9 empty] | Primary Fuel |  |  | Gas
31 | [11 empty] | Back Up Fuel |  |  | None
32 | Section 13 - Avoidable Cost Rate (ARC) Calculation ($/MW-Day) (ICAP BASED) | [10 empty] | On Site Natural Gas Compression |  |  | No
33 | Avoidable Cost Rate = | [ 1.10 x | ( AOML + | AAE + | AME + | AVE + | ATFI + | ACC + | ACLE ) + | APIR ] |  | CT or Diesel OEM |  |  | GE
34 | 53.7361 | 1.1 | 14.9589 | 4.3515 | 18.6904 | 1.0658 | 8.3973 | 0.01726 | 0.46575 | 0.99452 |  | CT or Diesel Model |  |  | PG7241FA
35 | [11 empty] | CT or Diesel Rating at ISO (MW) |  |  | 171.7
36 | Section 12 - Summary (ICAP Basis) | [10 empty] | Number of CT or Diesel Units |  |  | 3
37 | Fixed Operating Expenses | In Capacity Market | Base ($/MW-Yr) | Base ($/MW-Day) | Not in Market | % Avoidable | Avoidable | Avoidable ($/MW-Yr) | Avoidable ($/MW-Day) |  |  | STG OEM |  |  | GE
38 | Operations and Maintenance Labor (AOML) | 3481920 | 6963.84 | 19.079 | 751920 | 78.41% | 2730000 | 5460 | 14.9589 |  |  | STG Capacity (MW) |  |  | 390
39 | Administrative Expenses (AAE) | 1049250 | 2098.5 | 5.7493 | 255098.0077 | 75.69% | 794151.9923 | 1588.304 | 4.3515 |  |  | Number of STG |  |  | 1
40 | Maintenance Expenses (AME) | 3790000 | 7580 | 20.7671 | 379000 | 90% | 3411000 | 6822 | 18.6904 |  |  | Per HRSG Duct Burner Capacity (MMBTU/Hr) (HHV) |  |  | 30
41 | Variable Expenses (AVE) | 325000 | 650 | 1.7808 | 130500 | 59.85% | 194500 | 389 | 1.0658 |  |  | CT/Diesel Nox Control Type |  |  | Dry Low Nox
42 | Taxes Fees and Insurance (ATFI) | 3675000 | 7350 | 20.137 | 2142500 | 41.7% | 1532500 | 3065 | 8.3973 |  |  | CT/Diesel Exhaust Nox Control |  |  | SCR
43 | Carrying Charges (ACC) | 73500 | 147 | 0.40274 | 70350 | 4.286% | 3150 | 6.3 | 0.01726 |  |  | HRSG HP Pressure/Temperature |  |  | 2,000/1,000
44 | Corporate Level Expenses (ACLE) | 250000 | 500 | 1.3699 | 165000 | 34% | 85000 | 170 | 0.46575 |  |  | HRSG Reheat Pressure/Temperature |  |  | 600/1,000
45 | Project Investment Recovery Rate (APIR) | 181500 | 363 | 0.99452 | 0 | 100% | 181500 | 363 | 0.99452 |  |  | Average Steam Export Flow to Host (Lbs/Hr) |  |  | NA
46 | Total | 12826170 | 25652.34 | 70.2804 | 3894368.0077 | 69.64% | 8931801.9923 | 17863.604 | 48.9414 |  |  | Average Electric Export Flow to Host (MW) |  |  | NA
47 | [11 empty] | Condenser Cooling System |  |  | Wet Cooling Tower
48 | Section 4 - Operations and Maintenance Labor (AOML) | Base | % Avoidable | Avoidable | Base Staffing | $/Staff -Year | Section 11A - Project Investment - PI |  |  |  |  | Turbine Inlet Air Cooling Technology (TIC) |  |  | Evaporative
49 | Operations and Maintenance | 3481920 | 78.41% | 2730000 | 44 | 79134.5455 | Equipment Cost |  | 500000 |  |  | Target Inlet Temperature if Mechanical TIC |  |  | NA
50 | Section 5 - Administrative Expense (AAE) | Base | % Avoidable | Avoidable | Base Staffing | $/Staff -Year | Installation Cost
51 | Administrative Salaries | 749250 | 77.93% | 583875 | 8 | 93656.25 | Interconnection Costs |  |  |  |  | Section 3B - Boiler - Steam Turbine Plant Technical Information
52 | Employee Expenses | 50000 | 79.33% | 39665.5232 |  |  | Equipment Spares |  |  |  |  | Primary Fuel |  |  | No. 6 Oil
53 | Environmental Fees | 50000 | 10% | 5000 |  |  | Mobilization and Startup |  |  |  |  | Back Up Fuel |  |  | Gas
54 | Safety & Operator Training | 50000 | 79.33% | 39665.5232 |  |  | Land Purchases |  |  |  |  | Boiler OEM |  |  | Foster Wheeler
55 | Office Supplies | 25000 | 77.93% | 19481.982 |  |  | Development Expenses |  |  |  |  | Boiler Design Configuration |  |  | Front Wall Fired
56 | Communications | 50000 | 77.93% | 38963.964 |  |  | Legal Fees |  |  |  |  | Boiler HP Steam Rating (Lbs/Hr) |  |  | 1000000
57 | Annual Plant Tests, Inspections & Analysis | 75000 | 90% | 67500 |  |  | Air, EIS, Land Use & FERC Permits |  |  |  |  | Number of Boilers |  |  | 2
58 | Total | 1049250 | 75.69% | 794151.9923 |  |  | Interest During Construction |  |  |  |  | Boiler HP Pressure/Temperature |  |  | 1,800/950
59 | Section 6 - Maintenance Expense (AME) (Non-CDTF) | Base | % Avoidable | Avoidable |  |  | Owners Contingency |  |  |  |  | Boiler Reheat Pressure/Temperature |  |  | NA
60 | Maintenance Parts | 750000 | 90% | 675000 |  |  | Total Project Investment |  | 500000 |  |  | Fuel Input at Rated Capacity (MMBTU/Hr) (HHV) |  |  | 0
61 | Maintenance Contract Services | 3000000 | 90% | 2700000 |  |  | Age of Plant |  | 67 |  |  | STG OEM |  |  | GE
62 | Chemicals & Materials Consumed | 15000 | 90% | 13500 |  |  | Remaining Life of Plant |  | 5 |  |  | STG Capacity (MW) |  |  | 125
63 | Rented Equipment | 25000 | 90% | 22500 |  |  | Entitled Plant CRF |  | 0.363 |  |  | STG Water Rate (Lbs/kWh) |  |  | 8
64 | Total | 3790000 | 90% | 3411000 |  |  | Project Investment Recovery Rate |  | 181500 |  |  | Primary Boiler Nox Control |  |  | Low Nox Burners
65 | Section 7 - Variable Expense (AVE) (Non-CDTF) | Base | % Avoidable | Avoidable |  |  | Age of Existing Units (Years) | Remaining Life of Plant (Years) | Current Levelized CRF |  |  | Secondary Boiler Nox Control |  |  | Overfire Air
66 | Water Treatment Chemicals | 20000 | 90% | 18000 |  |  | 1 to 5 | 20 | 0.125 |  |  | Primary Particulate Control |  |  | Cyclones
67 | Lubricants | 50000 | 90% | 45000 |  |  | 6 to 10 | 15 | 0.146 |  |  | Secondary Particulate Control |  |  | ESP
68 | Water (Not for Power Generation) | 15000 | 50% | 7500 |  |  | 11 to 15 | 10 | 0.198 |  |  | Tertiary Particulate Control |  |  | None
69 | Gas (Not for Power Generation) | 30000 | 50% | 15000 |  |  | 16 Plus | 5 | 0.363 |  |  | SO2 Control |  |  | None
70 | Electric (Not for Power Generation) | 200000 | 50% | 100000 |  |  | CapEx | 4 | 0.45 |  |  | Number of STG |  |  | 2
71 | Waste Water Treatment | 10000 | 90% | 9000 |  |  | 40 Plus | 1 | 1.1 |  |  | Condenser Cooling System |  |  | Wet Cooling Tower
72 | Total | 325000 | 59.85% | 194500
73 | Section 8 - Taxes Fees and Insurance (ATFI) | Base | % Avoidable | Avoidable |  |  | Section 9A - Liquid Fuel Inventory
74 | Annual Insurance Premium | 2500000 | 60% | 1500000 |  |  | Inventory (Days) |  | 0
75 | Permits and Licensing Fees | 75000 | 10% | 7500 |  |  | Oil Heating Value (BTU/Gallon) |  | 150000
76 | Site Security and Utilities | 100000 | 25% | 25000 |  |  | Burn Rate (Gallons/Hr) |  | 0
77 | Annual Property Tax Payment | 1000000 | 0% | 0 |  |  | Gallons In Inventory |  | 0
78 | Total | 3675000 | 41.7% | 1532500 |  |  | Oil Price ($/Gallon) (Delivered) |  | 1.06
79 | Section 9 - Carrying Charges (ACC) | Base | % Avoidable | Avoidable |  |  | Section 9B - Coal Inventory
80 | Spare Parts Inventory | 1000000 | 0% | 0 |  |  | Inventory (Days) |  | 0
81 | Fuel Inventory | 0 | 75% | 0 |  |  | Coal Heating Value (BTU/Lb) |  | 12500
82 | Other Inventory | 50000 | 90% | 45000 |  |  | Burn Rate (Tons/Hr) |  | 0
83 | Total | 1050000 | 4.286% | 45000 |  |  | Tons In Inventory |  | 0
84 | Carrying Cost Rate (%) | 7% |  |  |  |  | Coal Price ($/Ton) (Delivered) |  | 51
85 | Carrying Cost | 73500 | 4.286% | 3150 |  |  | Fuel Heating Values (BTU/Gallon)
86 | Section 10 - Corporate Level Expenses (ACLE) | Base | % Avoidable | Avoidable |  |  | Kero |  | 137000
87 | Legal Services | 100000 | 30% | 30000 |  |  | No. 2 Oil |  | 141000
88 | Environmental Reporting | 100000 | 10% | 10000 |  |  | No. 6 Oil |  | 150000
89 | Procurement Expenses | 50000 | 90% | 45000
90 | Total | 250000 | 34% | 85000
91 | Section 11 - Project Investment Recovery Rate (APIR) | Base | % Avoidable | Avoidable
92 | Project Investment Recovery Rate | 181500 | 100% | 181500

## Pumped Storage 1000 MW
1 | PJM RPM DEFAULT AVOIDABLE COST RATE PROXY |  |  |  |  | Based on 2005 data not escalated to 2006
2 | CATEGORY - PUMPED STORAGE |  |  |  |  | Instructions to Participant
3 | [5 empty] | Participant to complete all cells in blue text.
4 | 2026-07-29 20:27 |  |  |  |  | Cells in black text are calculated values
5 | Generation owners should provide 2006 data. If 2006 data is not available in a timely manner to meet the February deadline, generation owners may provide an estimate of 2006 data based on 2005 data adjusted with the identified escalation factor.
6 | Section 1 - Power Plant Technology | 3 |  |  | Section 3C - Hydro and Pumped Storage |  |  |  |  | Section 2B - Non Avoidable Cost Data |  | Technology Options Located in Section 3 Drop Downs
7 | Combustion Turbine - Diesel | 1 |  |  | Turbine OEM |  |  | GE |  | Transistion Adder ($/MW-Day) | 0 | Primary Fuels | Gas | Landfill Gas | Kero | No. 2 Oil | No. 6 Oil | Coal | Waste Coal | MSW | Biomass
8 | Combined Cycle | 2 |  |  | Number of Turbines |  |  | 8 |  | Opportunity Cost (MW) | 0 | CT Backup Fuels | Gas | Kero | No. 2 Oil | None
9 | Oil or Gas Steam | 3 |  |  | Turbine Capacity (MW) |  |  | 125 |  | Opportunity Cost ($/MW-Day) | 0 | Steam Backup Fuels | Gas | Kero | No. 2 Oil | No. 6 Oil | None
10 | Sub-Critical Coal | 4 |  |  | Pump OEM |  |  | GE |  | Opportunity Cost Justification | Alphanumeric - 50 | Compressors | Yes | No | Not Available
11 | Super-Critical Coal | 5 |  |  | Number of Pumps |  |  | 5 |  | Energy Market Net Revenue Components | 0 | CT Diesel OEM | GE | ABB | Siemens | Westinghouse | Pratt & Whitney | Solar | Caterpillar | Other | Not Available
12 | Waste Coal | 6 | [7 empty] | Ancillary Services Net Revenue Components | 0 | STG OEM | GE | ABB | Siemens | Westinghouse | Mitsubishi | Elliott | DeLaval | Other | Not Available
13 | Hydro | 7 | [7 empty] | Energy Market Cost Components | 0 | CT Emissions Controls | Water Injection | Steam Injection | Dry Low Nox | Other | None | Not Available
14 | Pumped Storage | 8 | [7 empty] | Other Cost Components | 0 | HRSG Emissions Controls | SCR | CO Catalyst | SCR/CO Catalyst | Urea Injection | Other | None | Not Available
15 | Section 2A - General Unit Data | [10 empty] | Condenser Cooling System | Wet Cooling Tower | Air Condenser | River Water | Cooling Pond | Other | None | Not Available
16 | Date | 2026-07-29 20:27 | [7 empty] | Notice to the Participant in the Use of this Template |  | TIC | Evaporative | Fogging | Electric Mechanical | Steam Absorption | Wet Compression | Other | None | Not Available
17 | LDA | NA | [7 empty] | This work sheet provides the input and calculation template used in the development of the |  | Boiler OEM | Foster Wheeler | Babcock Wilcox | Combustion Engineering | Zurn | Other | Not Available
18 | ORG_ID | Optional | [7 empty] | default Avoidable Cost Rate ("ACR") for a particular technology. The user is advised |  | Boiler Design Configuration | Front Wall Fired | Tangential Fired | Down Fired | Other | None | Not Available
19 | Unit ID | Optional | [7 empty] | to save the spreadsheet under a new file name prior to making input changes. |  | Boiler Nox Control | Low Nox Burners | Flue Gas Recirculation | Overfire Air | Urea Injection | SCR | Other | None | Not Available
20 | Plant Commercial Operation Year | 1985 | [7 empty] | Be advised that the final template used for uploading of a unit ACR to PJM may be slightly |  | Particulate Control | Cyclones | Wet Scrubber | ESP | Bag House | Other | None | Not Available
21 | Capacity Planning Year (Start June 1 to Finish May 31) | 2007 | [7 empty] | different in format and will require the user to transfer data onto the final ACR |  | SO2 Control | Wet Scrubber | Dry Injection | Other | None | Not Available
22 | Age of Plant | 22 | [7 empty] | template prior to uploading to PJM. Instructions on the use of the final template
23 | Net Plant Heat Rate (BTU/kWh) (HHV) | 0 | [7 empty] | will be made available to the participant. |  | LDA
24 | Current Plant Value ($Million) | 75 | [9 empty] | MAAC Region and APS
25 | Plant Value ($/kW) | 75 | [9 empty] | ComEd, AEP, Dayton, Dominion and Duquesne
26 | ICAP (MW) | 1000 | [9 empty] | Eastern MAAC
27 | EFORd | 0 | [9 empty] | Southwestern MAAC
28 | UCAP (MW) | 1000 | [9 empty] | NA
29 | ACR ICAP Based | 15.7193 | [9 empty] | Section 3A - Simple Cycle CT, Diesel or Combined Cycle Technical Information
30 | ACR UCAP Based | 15.7193 | [9 empty] | Primary Fuel |  |  | Gas
31 | [11 empty] | Back Up Fuel |  |  | None
32 | Section 13 - Avoidable Cost Rate (ARC) Calculation ($/MW-Day) (ICAP BASED) | [10 empty] | On Site Natural Gas Compression |  |  | No
33 | Avoidable Cost Rate = | [ 1.10 x | ( AOML + | AAE + | AME + | AVE + | ATFI + | ACC + | ACLE ) + | APIR ] |  | CT or Diesel OEM |  |  | GE
34 | 15.7193 | 1.1 | 4.4962 | 1.5704 | 4.0315 | 0.53288 | 2.9658 | 0.0086301 | 0.23288 | 0.49726 |  | CT or Diesel Model |  |  | PG7241FA
35 | [11 empty] | CT or Diesel Rating at ISO (MW) |  |  | 171.7
36 | Section 12 - Summary (ICAP Basis) | [10 empty] | Number of CT or Diesel Units |  |  | 3
37 | Fixed Operating Expenses | In Capacity Market | Base ($/MW-Yr) | Base ($/MW-Day) | Not in Market | % Avoidable | Avoidable | Avoidable ($/MW-Yr) | Avoidable ($/MW-Day) |  |  | STG OEM |  |  | GE
38 | Operations and Maintenance Labor (AOML) | 2118480 | 2118.48 | 5.8041 | 477360 | 77.47% | 1641120 | 1641.12 | 4.4962 |  |  | STG Capacity (MW) |  |  | 390
39 | Administrative Expenses (AAE) | 817250 | 817.25 | 2.239 | 244067.296 | 70.14% | 573182.704 | 573.1827 | 1.5704 |  |  | Number of STG |  |  | 1
40 | Maintenance Expenses (AME) | 1635000 | 1635 | 4.4795 | 163500 | 90% | 1471500 | 1471.5 | 4.0315 |  |  | Per HRSG Duct Burner Capacity (MMBTU/Hr) (HHV) |  |  | 30
41 | Variable Expenses (AVE) | 325000 | 325 | 0.89041 | 130500 | 59.85% | 194500 | 194.5 | 0.53288 |  |  | CT/Diesel Nox Control Type |  |  | Dry Low Nox
42 | Taxes Fees and Insurance (ATFI) | 2675000 | 2675 | 7.3288 | 1592500 | 40.47% | 1082500 | 1082.5 | 2.9658 |  |  | CT/Diesel Exhaust Nox Control |  |  | SCR
43 | Carrying Charges (ACC) | 56000 | 56 | 0.15342 | 52850 | 5.625% | 3150 | 3.15 | 0.0086301 |  |  | HRSG HP Pressure/Temperature |  |  | 2,000/1,000
44 | Corporate Level Expenses (ACLE) | 250000 | 250 | 0.68493 | 165000 | 34% | 85000 | 85 | 0.23288 |  |  | HRSG Reheat Pressure/Temperature |  |  | 600/1,000
45 | Project Investment Recovery Rate (APIR) | 181500 | 181.5 | 0.49726 | 0 | 100% | 181500 | 181.5 | 0.49726 |  |  | Average Steam Export Flow to Host (Lbs/Hr) |  |  | NA
46 | Total | 8058230 | 8058.23 | 22.0773 | 2825777.296 | 64.93% | 5232452.704 | 5232.4527 | 14.3355 |  |  | Average Electric Export Flow to Host (MW) |  |  | NA
47 | [11 empty] | Condenser Cooling System |  |  | Wet Cooling Tower
48 | Section 4 - Operations and Maintenance Labor (AOML) | Base | % Avoidable | Avoidable | Base Staffing | $/Staff -Year | Section 11A - Project Investment - PI |  |  |  |  | Turbine Inlet Air Cooling Technology (TIC) |  |  | Evaporative
49 | Operations and Maintenance | 2118480 | 77.47% | 1641120 | 26 | 81480 | Equipment Cost |  | 500000 |  |  | Target Inlet Temperature if Mechanical TIC |  |  | NA
50 | Section 5 - Administrative Expense (AAE) | Base | % Avoidable | Avoidable | Base Staffing | $/Staff -Year | Installation Cost
51 | Administrative Salaries | 587250 | 71.84% | 421875 | 6 | 97875 | Interconnection Costs |  |  |  |  | Section 3B - Boiler - Steam Turbine Plant Technical Information
52 | Employee Expenses | 30000 | 77.47% | 23240.0589 |  |  | Equipment Spares |  |  |  |  | Primary Fuel |  |  | No. 6 Oil
53 | Environmental Fees | 50000 | 10% | 5000 |  |  | Mobilization and Startup |  |  |  |  | Back Up Fuel |  |  | Gas
54 | Safety & Operator Training | 30000 | 77.47% | 23240.0589 |  |  | Land Purchases |  |  |  |  | Boiler OEM |  |  | Foster Wheeler
55 | Office Supplies | 15000 | 71.84% | 10775.8621 |  |  | Development Expenses |  |  |  |  | Boiler Design Configuration |  |  | Front Wall Fired
56 | Communications | 30000 | 71.84% | 21551.7241 |  |  | Legal Fees |  |  |  |  | Boiler HP Steam Rating (Lbs/Hr) |  |  | 1000000
57 | Annual Plant Tests, Inspections & Analysis | 75000 | 90% | 67500 |  |  | Air, EIS, Land Use & FERC Permits |  |  |  |  | Number of Boilers |  |  | 2
58 | Total | 817250 | 70.14% | 573182.704 |  |  | Interest During Construction |  |  |  |  | Boiler HP Pressure/Temperature |  |  | 1,800/950
59 | Section 6 - Maintenance Expense (AME) (Non-CDTF) | Base | % Avoidable | Avoidable |  |  | Owners Contingency |  |  |  |  | Boiler Reheat Pressure/Temperature |  |  | NA
60 | Maintenance Parts | 600000 | 90% | 540000 |  |  | Total Project Investment |  | 500000 |  |  | Fuel Input at Rated Capacity (MMBTU/Hr) (HHV) |  |  | 0
61 | Maintenance Contract Services | 1000000 | 90% | 900000 |  |  | Age of Plant |  | 22 |  |  | STG OEM |  |  | GE
62 | Chemicals & Materials Consumed | 15000 | 90% | 13500 |  |  | Remaining Life of Plant |  | 5 |  |  | STG Capacity (MW) |  |  | 125
63 | Rented Equipment | 20000 | 90% | 18000 |  |  | Entitled Plant CRF |  | 0.363 |  |  | STG Water Rate (Lbs/kWh) |  |  | 8
64 | Total | 1635000 | 90% | 1471500 |  |  | Project Investment Recovery Rate |  | 181500 |  |  | Primary Boiler Nox Control |  |  | Low Nox Burners
65 | Section 7 - Variable Expense (AVE) (Non-CDTF) | Base | % Avoidable | Avoidable |  |  | Age of Existing Units (Years) | Remaining Life of Plant (Years) | Current Levelized CRF |  |  | Secondary Boiler Nox Control |  |  | Overfire Air
66 | Water Treatment Chemicals | 20000 | 90% | 18000 |  |  | 1 to 5 | 20 | 0.125 |  |  | Primary Particulate Control |  |  | Cyclones
67 | Lubricants | 50000 | 90% | 45000 |  |  | 6 to 10 | 15 | 0.146 |  |  | Secondary Particulate Control |  |  | ESP
68 | Water (Not for Power Generation) | 15000 | 50% | 7500 |  |  | 11 to 15 | 10 | 0.198 |  |  | Tertiary Particulate Control |  |  | None
69 | Gas (Not for Power Generation) | 30000 | 50% | 15000 |  |  | 16 Plus | 5 | 0.363 |  |  | SO2 Control |  |  | None
70 | Electric (Not for Power Generation) | 200000 | 50% | 100000 |  |  | CapEx | 4 | 0.45 |  |  | Number of STG |  |  | 2
71 | Waste Water Treatment | 10000 | 90% | 9000 |  |  | 40 Plus | 1 | 1.1 |  |  | Condenser Cooling System |  |  | Wet Cooling Tower
72 | Total | 325000 | 59.85% | 194500
73 | Section 8 - Taxes Fees and Insurance (ATFI) | Base | % Avoidable | Avoidable |  |  | Section 9A - Liquid Fuel Inventory
74 | Annual Insurance Premium | 1750000 | 60% | 1050000 |  |  | Inventory (Days) |  | 0
75 | Permits and Licensing Fees | 75000 | 10% | 7500 |  |  | Oil Heating Value (BTU/Gallon) |  | 150000
76 | Site Security and Utilities | 100000 | 25% | 25000 |  |  | Burn Rate (Gallons/Hr) |  | 0
77 | Annual Property Tax Payment | 750000 | 0% | 0 |  |  | Gallons In Inventory |  | 0
78 | Total | 2675000 | 40.47% | 1082500 |  |  | Oil Price ($/Gallon) (Delivered) |  | 1.06
79 | Section 9 - Carrying Charges (ACC) | Base | % Avoidable | Avoidable |  |  | Section 9B - Coal Inventory
80 | Spare Parts Inventory | 750000 | 0% | 0 |  |  | Inventory (Days) |  | 0
81 | Fuel Inventory | 0 | 75% | 0 |  |  | Coal Heating Value (BTU/Lb) |  | 12500
82 | Other Inventory | 50000 | 90% | 45000 |  |  | Burn Rate (Tons/Hr) |  | 0
83 | Total | 800000 | 5.625% | 45000 |  |  | Tons In Inventory |  | 0
84 | Carrying Cost Rate (%) | 7% |  |  |  |  | Coal Price ($/Ton) (Delivered) |  | 51
85 | Carrying Cost | 56000 | 5.625% | 3150 |  |  | Fuel Heating Values (BTU/Gallon)
86 | Section 10 - Corporate Level Expenses (ACLE) | Base | % Avoidable | Avoidable |  |  | Kero |  | 137000
87 | Legal Services | 100000 | 30% | 30000 |  |  | No. 2 Oil |  | 141000
88 | Environmental Reporting | 100000 | 10% | 10000 |  |  | No. 6 Oil |  | 150000
89 | Procurement Expenses | 50000 | 90% | 45000
90 | Total | 250000 | 34% | 85000
91 | Section 11 - Project Investment Recovery Rate (APIR) | Base | % Avoidable | Avoidable
92 | Project Investment Recovery Rate | 181500 | 100% | 181500